## Summary 2 (hidden)
| (A) | (B) | (C) | (D)* | (F) | (E)
Unit Subcategory | Number of New Respondents (Average for Years 1,2, and 3) | Number of Reports for New Respondents* | Number of Existing Respondents | Number of Reports for Existing Respondents | Number of Existing Respondents That Keep Records but Do Not Submit Reports | Total Annual Responses
Large units designed to burn Coal | 0 |  | 65
Large units designed to burn Biomass | 0 |  | 54
Large units designed to burn Liquid | 4 |  | 58
Large units designed to burn Natural Gas | 2 |  | 291
Large units designed to burn Refinery Gas | 0 |  | 230
Large units designed to burn Other Process Gases | 0 |  | 8
Small units designed to burn Coal | 0 |  | 2 | 1
Small units designed to burn Biomass | 0 |  | 2 | 1
Small units designed to burn Liquid | 1 |  | 42 | 1
Small units designed to burn Gaseous Fuels (all gases) | 9 |  | 887 | 1
limited use coal | 0 |  | 2
limited use biomass | 0 |  | 0
limited use liquid | 0 |  | 13
limitied use gas | 0 |  | 39
1655

## Capital vs. O&M (hidden)
(A) | (B) | (C) | (D) | (E)
Boiler Type | Number of Respondents (facilities) | Total Annualized Capital and O&M over 3 years | Total Capital/Startup Cost over 3 years | Average Annual O&M and Annualized Capital Costs per year
Existing Large Solid Units | 119 | 110349070 | 99173831 | 36783023.3333
New Large Solid Units | 0 | 0 | 0 | 0
Existing Small Solid Units | 4 | 153376 | 0 | 51125.3333
New Small Solid Units | 0 | 0 | 0 | 0
Existing Large Liquid Units | 58 | 36026848 | 36889238 | 12008949.3333
New Large Liquid Units | 4 | 1198056 | 1508230 | 399352
Existing Small Liquid Units | 42 | 1461260 | 0 | 487086.6667
New Small Liquid Units | 1 | 6684 | 0 | 2228
Existing Large Gaseous Units | 529 | 32570074 | 381388 | 10856691.3333
New Large Gaseous Units | 2 | 43125 | 0 | 14375
Existing Small Gaseous Units | 887 | 26099949.32 | 0 | 8699983.1067
New Small Gaseous Units | 9 | 62384 | 0 | 20794.6667
Total | 1655 | 207970826.32 | 137952687 | 69323608.7733

## BURDEN SUMMARY
ICRAS SUMMARY | REPORTING |  |  | RECORDKEEPING
| Annual Burden Hours | Number of Respondents (Facilities) | Number of Responses | Annualized Capital/Start-up and O&M | Annual Burden Hours
Year 1 | 80458.6 | 1646 | 1662.5 | 278933 | 601.45
Year 2 | 189708.025 | 835 | 32 | 84601482 | 38492.8
Year 3 | 351973.623 | 1655 | 5444 | 123090411.32 | 180141.4625
Overall Average Annual Estimates | 207380.0827 | 1378.6667 | 2379.5 | 69323608.7733 | 73078.5708
Cost per Response |  |  |  | 29133.6872
Burden Hours per Response |  |  |  | 117.8645
87.1528
INDUSTRY | 3- year period | Average per year | Public Sector | Private Sector
Total HOURS | 841375.9605 | 280458.6535 | 17691.2694 | 262767.3841
TOTAL COSTS (non-labor) | 207970826.32 | 69323608.7733 | 4372917.8076 | 64950690.9657
Total LABOR COSTS | 79585020.4724 | 26528340.1575 | 1673401.791 | 24854938.3665
TOTAL LABOR AND NON-Labor COSTS | 287555846.7924 | 95851948.9308 | 6046319.5986 | 89805629.3322
|  | Small Entity Respondents per year | 11.9365 | 113.3968
|  | Total Respondents per year | 87 | 1292
AGENCY | 3- year period | Average per year
Hours | 292689.95 | 97563.3167
Costs (labor + travel) | 15626536.9685 | 5208845.6562

## Responses (hidden)
(A) | (B) | (C) | (D)*
Boiler Type | Number of Respondents (facilities) | Total Number Responses for 3-year Period | Average Annual Number of Responses
Existing Large Solid Units | 119 | 595 | 198.3333
New Large Solid Units | 0 | 0 | 0
Existing Small Solid Units | 4 | 14 | 4.6667
New Small Solid Units | 0 | 0 | 0
Existing Large Liquid Units | 58 | 290 | 96.6667
New Large Liquid Units | 4 | 26 | 8.6667
Existing Small Liquid Units | 42 | 147 | 49
New Small Liquid Units | 1 | 5 | 1.6667
Existing Large Gaseous Units | 529 | 2905 | 968.3333
New Large Gaseous Units | 2 | 25 | 8.3333
Existing Small Gaseous Units | 887 | 3104.5 | 1034.8333
New Small Gaseous Units | 9 | 27 | 9
7138.5

## Avg-Yr1-3 (hidden)
Table 9. Summary of Respondent Burden for the National Emission Standards for Hazardous Air Pollutants (NESHAP)
for Industrial, Commercial, and Institutional Boilers - Years 1 through 3 for All Subcategories and Average
Year | Technical Hours | Management Hours | Clerical Hours | Energy Audit Profession Hours | Emission Test Contractor Hours | Total Industry Labor Hours | Total Labor Costs | Total Non-Labor Capital Costs | Total Non-Labor O&M Costs | Total Costs | this table is incomplete in the proposal files, so will assume not needed and won't take time to fix.
Year 1 | 70487 | 7048.7 | 3524.35 | #REF! | #REF! | #REF! | #REF! | #REF! | #REF! | #REF!
Year 2 | 198435.5 | 19843.55 | 9921.775 | #REF! | #REF! | #REF! | #REF! | #REF! | #REF! | #REF!
Year 3 | 462708.77 | 46270.877 | 23135.4385 | #REF! | #REF! | #REF! | #REF! | #REF! | #REF! | #REF!
Totals | 731631.27 | 73163.127 | 36581.5635 | #REF! | #REF! | #REF! | #REF! | #REF! | #REF! | #REF!
Average Burden per year | [5 empty] | #REF! | #REF! | #REF! | #REF! | #REF!

## Testing Costs (hidden)
Large Liquid
Test Type | Cost | If greater than 100
PM | 4000 | same
CO | 6000 | no test cost, assume CO monitor
HCl | 0 | same | assume fuel analysis for Hg
D/F | 6000 | same
Hg | 0 | same | assume fuel analysis for Hg
Large Solid
Test Type | Cost | If greater than 100
PM | 5000 | same
CO | 7000 | no test cost, assume CO monitor
HCl | 8000 | same
D/F | 16000 | same
Hg | 8000 | same
Energy Audit - Existing Facilities
Annualized Energy Audit Cost at 7% | Number of Facilities | % of Total Facilities
Commercial | 196 | 12.6%
Industrial | 1358 | 87.4%
Grand Total | 1554
Energy Audit - New Facilities
Annualized Energy Audit Cost at 7% | Number of Facilities | % of Total Facilities
Commercial | 12 | 75%
Industrial | 4 | 25%
Grand Total | 16

## Monitors (hidden)
Existing Boilers -- number of boilers with monitor | [6 empty] | Criteria for Monitor Counts:
BLD
Opacity vs. Bag Leak Detection vs. Wet Scrubber vs. ACI | [6 empty] | 1) Solid or Liquid fuel
| BLD | Opacity | Wet Scrubber | ACI | O2 |  | 2) Design Capacity >10
Small Solid | 0 | 0 | 0 | 0 |  | no control costs for small units | 3a) Bag Leak Detection -TCI >0, HCL Control Selected not "DIFF", FF-TCI >0; or
Large Solid | 104 | 375 | 333 | 108 | 997 |  | 3b) DIFF Monitoring -TCI >0, HCL Control Selected = "DIFF", DIFF TCI >0
Small Liquid | 0 | 0 | 0 | 0 |  | no control costs for small units | Opacity
Large Liquid | 438 | 36 | 440 | 0 | 506 |  | 1) Solid or Liquid fuel
Small Gas | 0 | 0 | 0 | 0 |  | no control costs for gas 1 units | 2) Design Capacity >10
Large Gas (Gas 1 - NG only) | 0 | 0 | 0 | 0 |  | no control costs for gas 1 units | 3) Opacity -TCI >0
Large Gas (Gas 1 - Other) | 0 | 0 | 0 | 0 |  | no control costs for gas 1 units | 4) HCL Control Selected not "Scrubber"
Large Gas (Gas 2) | 0 | 0 | 1 | 0 | 71 |  | Wet Scrubber
1) Solid or Liquid fuel
2) Design Capacity >10
3) HCL Control Selected = "Scrubber"
New Boilers -- number of boilers with monitor | [6 empty] | 4) WS Monitoring -TCI >0
ACI
Opacity vs. Bag Leak Detection vs. Wet Scrubber vs. ACI | [6 empty] | 1) Solid or Liquid fuel
| BLD | Opacity | Wet Scrubber | ACI | O2 |  | 2) Design Capacity >10
Small Solid | 0 | 0 | 0 | 0 | 0 | No new solid units | 3) FF-TCI = "ACI"
Large Solid | 0 | 0 | 0 | 0 | 0 | No new solid units | 4) ACI Carbon Rate (TCI) >0
Small Liquid | 0 | 0 | 0 | 0
Large Liquid | 4 | 0 | 10 | 8 | 10
Small Gas | 0 | 0 | 0 | 0 |  | no control costs for gas 1 units
Large Gas (Gas 1 - NG only) | 0 | 0 | 0 | 0 |  | no control costs for gas 1 units
Large Gas (Gas 1 - Other) | 0 | 0 | 0 | 0 |  | no control costs for gas 1 units
Large Gas (Gas 2) | 0 | 0 | 0 | 0 | 0 | No new process gas units
O2 monitor costs
[5 empty] | Initial | Annual
[5 empty] | 8523 | 1436

## Base Data (hidden)
Labor Rates
Category | Rate
Technical | 98.2
Clerical | 48.53 |  | Units per Existing Facility | 0
Managerial | 114.49 |  | Units per New Facility | 0
General Contractor | 80
Certfied Energy Audit Contractor | 56.78
Existing Boiler Data |  |  | 672
Sum of Unit Count |  |  |  | Sum of Facility Count
Mact Floor Fuel Category | Size Category | Total |  | Mact Floor Fuel Category | Size Category | Total |  |  | Count of Limited Use Units |  |  | Sum of Unit Count
Biomass | Limited Use | 4 |  | Biomass | Limited Use | 0 |  |  | Mact Floor Fuel Category | Size Category | Total | Mact Floor Fuel Category | Size Category | Total
| <10 | 17 |  |  | <10 | 2 |  |  | Biomass | <10 | 0 | Biomass | <10 | 17
| >=10 to 100 | 219 |  |  | >=10 to 100 | 26 |  | 306 |  | >=10 to 100 | 1 |  | >=10 to 100 | 220
| 100 to 250 | 95 |  |  | 100 to 250 | 11 |  | 59.5 |  | 100 to 250 | 3 |  | 100 to 250 | 98
| >250 | 143 | 474 |  | >250 | 17 | 56 |  |  | >250 | 0 |  | >250 | 143
Coal | Limited Use | 15 |  | Coal | Limited Use | 2
| <10 | 0 |  |  | <10 | 0
| >=10 to 100 | 115 |  |  | >=10 to 100 | 14 |  |  | Coal | >=10 to 100 | 7 | Coal | >=10 to 100 | 122
| 100 to 250 | 243 |  |  | 100 to 250 | 29 |  | 1014 |  | 100 to 250 | 7 |  | 100 to 250 | 250
| >250 | 182 | 540 |  | >250 | 22 | 65 | 997 |  | >250 | 1 |  | >250 | 183
Gas 1 (NG Only) | Limited Use | 310 |  | Gas 1 (NG Only) | Limited Use | 37 |  | 1016
| <10 | 6795 |  |  | <10 | 805 |  |  | Gas 1 (NG Only) | <10 | 3 | Gas 1 (NG Only) | <10 | 6795
| >=10 to 100 | 1872 |  |  | >=10 to 100 | 222 |  |  |  | >=10 to 100 | 207 |  | >=10 to 100 | 2079
| 100 to 250 | 419 |  |  | 100 to 250 | 50 |  |  |  | 100 to 250 | 82 |  | 100 to 250 | 501
| >250 | 157 |  |  | >250 | 19 |  |  |  | >250 | 21 |  | >250 | 178
Gas 1 (Other Gases) | Limited Use | 14 |  | Gas 1 (Other Gases) | Limited Use | 2
| <10 | 314 |  |  | <10 | 37 |  |  | Gas 1 (Other Gases) | <10 | 1 | Gas 1 (Other Gases) | <10 | 314
| >=10 to 100 | 1209 |  |  | >=10 to 100 | 143 |  |  |  | >=10 to 100 | 9 |  | >=10 to 100 | 1218
| 100 to 250 | 465 | large gas 1 (for tune-ups) |  | 100 to 250 | 55 |  |  |  | 100 to 250 | 5 |  | 100 to 250 | 470
| >250 | 266 | 4388 |  | >250 | 32 |  |  |  | >250 | 0 |  | >250 | 266
Gas 2 | Limited Use | 4 |  | Gas 2 | Limited Use | 0
| <10 | 47 |  |  | <10 | 6 |  |  | Gas 2 | <10 | 0 | Gas 2 | <10 | 47
| >=10 to 100 | 28 |  |  | >=10 to 100 | 3 |  |  |  | >=10 to 100 | 0 |  | >=10 to 100 | 28
| 100 to 250 | 22 | total large gas 2 units |  | 100 to 250 | 3 | total large gas facilities |  |  | 100 to 250 | 4 |  | 100 to 250 | 26
| >250 | 21 | 71 |  | >250 | 2 | 529 |  |  | >250 | 0 |  | >250 | 21
Liquid | Limited Use | 111 |  | Liquid | Limited Use | 13
| <10 | 247 | 35.5 |  | <10 | 29 |  |  | Liquid | <10 | 13 | Liquid | <10 | 247
| >=10 to 100 | 311 |  |  | >=10 to 100 | 36 |  |  |  | >=10 to 100 | 55 |  | >=10 to 100 | 366
| 100 to 250 | 137 |  |  | 100 to 250 | 16 |  |  |  | 100 to 250 | 40 |  | 100 to 250 | 177
| >250 | 58 |  |  | >250 | 6 |  |  |  | >250 | 16 |  | >250 | 74
Grand Total |  | 13840 |  | Grand Total |  | 1639 | 1639 |  | Grand Total |  | 475 | Grand Total |  | 13840
Mercury Fuel Spec Analysis (for other Gas 1 units) |  |  | 285 | Number which will repeat stack test due to switching fuels
Number estimated to test | 45 |  |  | 997 | (applicable to solid units)
Notification of Alternative fuel use (17.8% reported the use of liquid, large gas 1 units)
781
Notes:
PM CEMS required for all units >250 that are firing liquid or solid fuels
Tune-ups required for all units <10 and all gas 1 units, regardless of size
1655
New Boiler Data
Sum of 2013- Estimated number of new boilers |  |  |  | Sum of 2013- Estimated number of Facilities
Standard Fuel Category | SizeCategory | Total |  | Standard Fuel Category | SizeCategory | Total
Biomass | <10 | 0 |  | Biomass | <10 | 0
| >=10 to 100 | 0 |  |  | >=10 to 100 | 0
| >100 to 250 | 0 |  |  | >100 to 250 | 0
| >250 | 0 |  |  | >250 | 0
Coal | <10 | 0 |  | Coal | <10 | 0
| >=10 to 100 | 0 |  |  | >=10 to 100 | 0
| >100 to 250 | 0 |  |  | >100 to 250 | 0
| >250 | 0 |  |  | >250 | 0
Gas 1 | <10 | 28 |  | Gas 1 | <10 | 9
| >=10 to 100 | 4 |  |  | >=10 to 100 | 1
| >100 to 250 | 1 |  |  | >100 to 250 | 1
| >250 | 1 |  |  | >250 | 0
Gas 2 | <10 | 0 |  | Gas 2 | <10 | 0
| >=10 to 100 | 0 |  |  | >=10 to 100 | 0
| >100 to 250 | 0 |  |  | >100 to 250 | 0
| >250 | 0 |  |  | >250 | 0
Liquid | <10 | 3 |  | Liquid | <10 | 1
| >=10 to 100 | 6 |  |  | >=10 to 100 | 2
| >100 to 250 | 3 |  |  | >100 to 250 | 1
| >250 | 1 |  |  | >250 | 1
Grand Total |  | 47 |  | Grand Total |  | 16 | 16
Note: No new units are expected to install ESPs, FF is the best control option.
Sum of 2013- Estimated number of new boilers | FF Installed? |  | Sum of 2013- Estimated number of new boilers | ACI Installed? |  | Sum of 2013- Estimated number of new boilers | Scrubber Installed?
SizeCategory | FF |  | SizeCategory | ACI |  | SizeCategory | WS
>=10 to 100 |  |  | >=10 to 100 |  |  | >=10 to 100
>100 to 250 |  |  | >100 to 250 |  |  | >100 to 250
>250 |  |  | >250 |  |  | >250
Grand Total |  |  | Grand Total |  |  | Grand Total
Number of Facilities with Refinery Gas Units
5_AffectedSector | CountOf5_AffectedSector | % of Total
Not-for-Profit | 31
Private Enterprise | 1484 | 0.93692
Public Sector | 102 | 0.06308
5_AffectedSector | 8_Small Entity | CountOf5_AffectedSector |  | Assumed blank and unknown are not small entities
Not-for-Profit |  | 1
Private Enterprise |  | 12 |  | % Small Entity
Not-for-Profit | False | 22 | Private Sector | 0.087789
Private Enterprise | False | 1278 | Public Sector | 0.13725
Not-for-Profit | Unknown | 2
Private Enterprise | Unknown | 67
Not-for-Profit | True | 6
Private Enterprise | True | 127
Public Sector |  | 1
Public Sector | False | 82
Public Sector | Unknown | 5
Public Sector | True | 14

## Fac-ExistLrgSolid-Yr1
Table 1.A. Annual Respondent Burden and Cost of Recordkeeping and Reporting Requirements for the National Emission Standards
for Hazardous Air Pollutants (NESHAP) for Industrial, Commercial, and Institutional Boilers - Year 1, Existing Large Solid Fuel Units
Burden Item | (A) Respondent Hours per Occurrence (Technical hours) | (B) Emission Test Contractor Hours Per Occurrence | (B) Certified Energy Audit Cost per Occurrence | (C) Stack Testing and Fuel Analysis Cost Per Occurrence | (D) Other Non-Labor Costs Per Occurrence | (E) Number of Occurrences Per Respondent Per Year | (F) Technical Hours per Respondent Per Year (A X E) | (G) Number of Respondents Per Year | (H) Technical Hours per Year @ $98.20 (F X G) | (I) Clerical Hours per Year @ $48.53 (H X 0.1) | (J) Management Hours per Year @ $114.49 (H X .05) | (J) Emission Testing Contractor Hours per Year @ $80 (BxDxF) | (K) Total Labor Costs Per Year | (L) Total Non-Labor Capital Costs Per Year [(B+C+D)xExG] | (M) Total Number of Responses per Year (E X G) | Footnotes | Annualized Capital/start-up O&M | Total Capital (Monitor Purchase)
1. Applications | na
2. Surveys and Studies | na
3. Reporting Requirements
A. Read and Understand Rule Requirements | 40 |  | 0 | 0 | 0 | 1 | 40 | 119 | 4760 | 476 | 238 | 0 | 517780.9 | 0 | 0 | a
B. Required Activities
1. Conduct Energy Audit
a) Commerical | 20 |  | 854 | 0 | 0 | 1 | 20 | 0 | 0 | 0 | 0 | 0 | 0 | 0 | 0 | b, c, d
b) Industrial | 20 |  | 18292 | 0 | 0 | 1 | 20 | 0 | 0 | 0 | 0 | 0 | 0 | 0 | 0 | b, c, d
2. Initial Stack Test and Report (for PM) | 12 |  | 0 | 5000 | 0 | 1 | 12 | 0 | 0 | 0 | 0 |  | 0 | 0 | 0 | c,h
3. Initial Stack Test and Report (for Hg) | 12 |  | 0 | 8000 | 0 | 1 | 12 | 0 | 0 | 0 | 0 |  | 0 | 0 | 0 | c
4. Initial Stack Test and Report (for HCl) | 12 |  | 0 | 8000 | 0 | 1 | 12 | 0 | 0 | 0 | 0 |  | 0 | 0 | 0 | c
5. Initial Stack Test and Report (for CO) | 12 |  | 0 | 7000 | 0 | 1 | 12 | 0 | 0 | 0 | 0 |  | 0 | 0 | 0 | c
6. Initial Stack Test and Report (for D/F) | 12 |  | 0 | 16000 | 0 | 1 | 12 | 0 | 0 | 0 | 0 |  | 0 | 0 | 0 | c
7. Annual Stack Test and Report (for PM) | 12 |  | 0 | 5000 | 0 | 1 | 12 | 0 | 0 | 0 | 0 |  | 0 | 0 | 0 | c,i
8. Annual Stack Test and Report (for Hg) | 12 |  | 0 | 8000 | 0 | 1 | 12 | 0 | 0 | 0 | 0 |  | 0 | 0 | 0 | c,i
9. Annual Stack Test and Report (for HCl) | 12 |  | 0 | 8000 | 0 | 1 | 12 | 0 | 0 | 0 | 0 |  | 0 | 0 | 0 | c,i
10. Annual Stack Test and Report (for CO) | 12 |  | 0 | 7000 | 0 | 1 | 12 | 0 | 0 | 0 | 0 |  | 0 | 0 | 0 | c,i
11. Annual Stack Test and Report (for D/F) | 12 |  | 0 | 16000 | 0 | 1 | 12 | 0 | 0 | 0 | 0 |  | 0 | 0 | 0 | c,i
12. Repeat Stack Test and Report if Switch Fuels (for Hg and HCl) | 24 |  | 0 | 16000 | 0 | 1 | 24 | 0 | 0 | 0 | 0 |  | 0 | 0 | 0 | c,j
13. Initial Fuel Analysis for Mercury and HCL Content | 5 |  | 0 | 400 | 0 | 1 | 5 | 0 | 0 | 0 | 0 |  | 0 | 0 | 0 | c,g
14. Monthly Fuel Analysis for Mercury and HCL Content | 5 |  | 0 | 400 | 0 | 12 | 60 | 0 | 0 | 0 | 0 |  | 0 | 0 | 0 | c,g
15. Continuous Parameter Monitoring
Establish Site-specific monitoring plan (all) | 40 |  | 0 |  | 0 | 1 | 40 | 0 | 0 | 0 | 0 |  | 0 | 0 | 0 | c
Opacity
a) initial | 10 |  | 0 | 0 | 43100 | 1 | 10 | 0 | 0 | 0 | 0 |  | 0 | 0 | 0 | c
b) annual | 10 |  | 0 | 0 | 14700 | 1 | 10 | 0 | 0 | 0 | 0 |  | 0 | 0 | 0 | c
PM (only sources greater than 250 mmBtu/hr)
a) initial | 10 |  | 0 | 0 | 158000 | 1 | 10 | 0 | 0 | 0 | 0 |  | 0 | 0 | 0 | c
b) annual | 10 |  | 0 | 0 | 56100 | 1 | 10 | 0 | 0 | 0 | 0 |  | 0 | 0 | 0 | c
O2
a) initial | 10 |  | 0 | 0 | 8523 | 1 | 10 | 0 | 0 | 0 | 0 |  | 0 | 0 | 0 | c
b) annual | 10 |  | 0 | 0 | 1436 | 1 | 10 | 0 | 0 | 0 | 0 |  | 0 | 0 | 0 | c
Scrubber System Monitoring and Operation (for units with wet scrubbers)
a) initial | 10 |  | 0 | 0 | 24300 | 1 | 10 | 0 | 0 | 0 | 0 |  | 0 | 0 | 0 | c
b) annual | 10 |  | 0 | 0 | 5600 | 1 | 10 | 0 | 0 | 0 | 0 |  | 0 | 0 | 0 | c
Bag Leak Detection System Operation (sources that have fabric filters)
a) initial | 10 |  | 0 | 0 | 25500 | 1 | 10 | 0 | 0 | 0 | 0 |  | 0 | 0 | 0 | c
b) annual | 10 |  | 0 | 0 | 9700 | 1 | 10 | 0 | 0 | 0 | 0 |  | 0 | 0 | 0 | c
Carbon Injection Monitoring System (all sources that use ACI to control Hg)
a) initial | 10 |  | 0 | 0 | 115000 | 1 | 10 | 0 | 0 | 0 | 0 |  | 0 | 0 | 0 | c
b) annual | 10 |  | 0 | 0 | 9700 | 1 | 10 | 0 | 0 | 0 | 0 |  | 0 | 0 | 0 | c
C. Create Information | na
D. Gather Information | na
E. Report Preparation
1) Initial Notification that Source is Subject | 2 |  | 0 | 0 | 0 | 1 | 2 | 119 | 238 | 23.8 | 11.9 | 0 | 25889.045 | 0 | 119 | a
2) Notification of Compliance Status | 8 |  | 0 | 0 | 0 | 1 | 8 | 0 | 0 | 0 | 0 | 0 | 0 | 0 | 0 | c
3) Initial Report on results of Energy Audit | 5 |  | 0 | 0 | 0 | 1 | 5 | 0 | 0 | 0 | 0 | 0 | 0 | 0 | 0 | c
4) Semi-annual Compliance Report | 20 | 0 | 0 | 0 | 0 | 2 | 40 | 0 | 0 | 0 | 0 | 0 | 0 | 0 | 0 | a
Reporting Subtotal | [8 empty] | 4998 | 499.8 | 249.9 | 0 | 543669.945 | 0 | 119 |  | 0 | 0
4. Recordkeeping Requirements
A. Read Instructions | Included in 3a
B. Implement Activities | na
C. Develop Record System | na | [14 empty] | e
D. Record Information
1) Records of Operating Parameter Values | 20 |  | 0 | 0 | 0 | 1 | 20 | 0 | 0 | 0 | 0 |  | 0 | 0 | 0 | c
2) Records of Startup, Shutdown, Malfunction | 15 | 0 | 0 | 0 | 0 | 1 | 15 | 0 | 0 | 0 | 0 | 0 | 0 | 0 | 0 | c
3) Records of Stack Tests | 2 |  | 0 | 0 | 0 | 1 | 2 | 0 | 0 | 0 | 0 |  | 0 | 0 | 0 | c
4) Records of Monitoring Device Calibrations | 2 |  | 0 | 0 | 0 | 1 | 2 | 0 | 0 | 0 | 0 |  | 0 | 0 | 0 | c
5) Records of All Compliance Reports Submitted | 2 | 0 | 0 | 0 | 0 | 2 | 4 | 0 | 0 | 0 | 0 | 0 | 0 | 0 | 0 | c
6) Records of Monthly Fuel Use | 0.5 |  | 0 | 0 | 0 | 12 | 6 | 0 | 0 | 0 | 0 |  | 0 | 0 | 0 | c
E. Personnel Training | 40 |  | 0 | 0 | 0 | 1 | 40 | 0 | 0 | 0 | 0 |  | 0 | 0 | 0 | f
F. Time for Audits | na
Recordkeeping Subtotal | [8 empty] | 0 | 0 | 0 | 0 | 0 | 0 |  |  | 0
Totals | [8 empty] | 4998 | 499.8 | 249.9 | 0 | 543669.945 | 0 | 119
a Number of respondents based on number of existing large solid fuel boilers which includes biomass and coal units greater than 10 mmBtu/hr (assumption of 8 units per facility).
b Cost includes taking an inventory of facility equipment including age, operating schedules, square feet of the facility and other details necessary for preparing for the audit pre-screening, attending the energy audit, and reviewing audit report from the audit professional. Based on the distribution of facilities with affected boilers or process heaters, 87.4% of facilities are in the industrial sector while the remaining 12.6% of facilities are in the commercial sector.
c Since existing units have three years after the publication date of the final rule to submit initial notification of compliance status, conduct compliance activities, or meet recordkeeping or reporting requirements, no burden is assumed in year 1.
d Cost per occurrence for energy audit professionals including an phone screening to discuss the facility prior to a visit, a 2 to 4 hour site visit, and an additional 2-4 hours to prepare a follow-up report on recommendations and findings. These site visits are assumed to be conducted by certified energy professionals.
e Assumes facility must already maintain records on boiler insurance and/or maintenance schedule. No new record system would be required.
f For on-going training activities to keep personnel updated in order to implement compliance activities.
g Existing large solid units are expected to determine compliance through stack testing and not fuel analysis
h Only units less than 250 mmBtu/hr are expected to perform stack testing for PM. Units greater than 250 mmBtu/hr will be equipped with a PM CEMS
i No annual test and reporting burden is shown in year 1 as this is the same year as the initial test and report.
j Only applies to large solid fuel boilers, because solid fuel boilers may fire a mix of non-homogeneous fuels. Assumed all solid fuel units would perform a repeat stack test.

## Fac-ExistLrgSolid-Yr2
Table 1.B. Annual Respondent Burden and Cost of Recordkeeping and Reporting Requirements for the National Emission Standards
for Hazardous Air Pollutants (NESHAP) for Industrial, Commercial, and Institutional Boilers - Year 2, Existing Large Solid Fuel Units
Burden Item | (A) Respondent Hours per Occurrence (Technical hours) | (B) Emission Test Contractor Hours Per Occurrence | (B) Certified Energy Audit Cost per Occurrence | (C) Stack Testing and Fuel Analysis Cost Per Occurrence | (D) Other Non-Labor Costs Per Occurrence | (E) Number of Occurrences Per Respondent Per Year | (F) Technical Hours per Respondent Per Year (A X E) | (G) Number of Respondents Per Year | (H) Technical Hours per Year @ $98.20 (F X G) | (I) Clerical Hours per Year @ $48.53 (H X 0.1) | (J) Management Hours per Year @ $114.49 (H X .05) | (J) Emission Testing Contractor Hours per Year @ $80 (BxDxF) | (K) Total Labor Costs Per Year | (L) Total Non-Labor Capital Costs Per Year [(B+C+D)xExG] | (M) Total Number of Responses per Year (E X G) | Footnotes | Annualized Capital/start-up O&M | Total Capital (Monitor Purchase)
1. Applications | na
2. Surveys and Studies | na
3. Reporting Requirements
A. Read and Understand Rule Requirements | 40 |  | 0 | 0 | 0 | 1 | 40 | 0 | 0 | 0 | 0 | 0 | 0 | 0 | 0 | a
B. Required Activities
1. Conduct Energy Audit
a) Commerical | 20 |  | 854 | 0 | 0 | 1 | 20 | 7 | 140 | 14 | 7 | 0 | 15228.85 | 5978 | 0 | b, c, d
b) Industrial | 20 |  | 18292 | 0 | 0 | 1 | 20 | 52 | 1040 | 104 | 52 | 0 | 113128.6 | 951184 | 0 | b, c, d
2. Initial Stack Test and Report (for PM) | 12 |  | 0 | 5000 | 0 | 1 | 12 | 336 | 4032 | 403.2 | 201.6 |  | 438590.88 | 1680000 | 0 | c,h
3. Initial Stack Test and Report (for Hg) | 12 |  | 0 | 8000 | 0 | 1 | 12 | 499 | 5988 | 598.8 | 299.4 |  | 651359.67 | 3992000 | 0 | c
4. Initial Stack Test and Report (for HCl) | 12 |  | 0 | 8000 | 0 | 1 | 12 | 499 | 5988 | 598.8 | 299.4 |  | 651359.67 | 3992000 | 0 | c
5. Initial Stack Test and Report (for CO) | 12 |  | 0 | 7000 | 0 | 1 | 12 | 499 | 5988 | 598.8 | 299.4 |  | 651359.67 | 3493000 | 0 | c
6. Initial Stack Test and Report (for D/F) | 12 |  | 0 | 16000 | 0 | 1 | 12 | 499 | 5988 | 598.8 | 299.4 |  | 651359.67 | 7984000 | 0 | c
7. Annual Stack Test and Report (for PM) | 12 |  | 0 | 5000 | 0 | 1 | 12 | 0 | 0 | 0 | 0 |  | 0 | 0 | 0 | c,h,i
8. Annual Stack Test and Report (for Hg) | 12 |  | 0 | 8000 | 0 | 1 | 12 | 0 | 0 | 0 | 0 |  | 0 | 0 | 0 | c, i
9. Annual Stack Test and Report (for HCl) | 12 |  | 0 | 8000 | 0 | 1 | 12 | 0 | 0 | 0 | 0 |  | 0 | 0 | 0 | c, i
10. Annual Stack Test and Report (for CO) | 12 |  | 0 | 7000 | 0 | 1 | 12 | 0 | 0 | 0 | 0 |  | 0 | 0 | 0 | c, i
11. Annual Stack Test and Report (for D/F) | 12 |  | 0 | 16000 | 0 | 1 | 12 | 0 | 0 | 0 | 0 |  | 0 | 0 | 0 | c, i
12. Repeat Stack Test and Report if Switch Fuels (for Hg and HCl) | 24 |  | 0 | 16000 | 0 | 1 | 24 | 499 | 11976 | 1197.6 | 598.8 |  | 1302719.34 | 7984000 | 0 | c,j
13. Initial Fuel Analysis for Mercury and HCL Content | 5 |  | 0 | 400 | 0 | 1 | 5 | 0 | 0 | 0 | 0 |  | 0 | 0 | 0 | c,g
14. Monthly Fuel Analysis for Mercury and HCL Content | 5 |  | 0 | 400 | 0 | 12 | 60 | 0 | 0 | 0 | 0 |  | 0 | 0 | 0 | c,g
15. Continuous Parameter Monitoring
Establish Site-specific monitoring plan (all) | 40 |  | 0 |  | 0 | 1 | 40 | 60 | 2400 | 240 | 120 |  | 261066 | 0 | 0 | c
Opacity
a) initial | 10 |  | 0 | 0 | 43100 | 1 | 10 | 188 | 1880 | 188 | 94 |  | 204501.7 | 8102800 | 0 | c
b) annual | 10 |  | 0 | 0 | 14700 | 1 | 10 | 188 | 1880 | 188 | 94 |  | 204501.7 | 2763600 | 0 | c
PM (only sources greater than 250 mmBtu/hr)
a) initial | 10 |  | 0 | 0 | 158000 | 1 | 10 | 163 | 1630 | 163 | 81.5 |  | 177307.325 | 25754000 | 0 | c,f
b) annual | 10 |  | 0 | 0 | 56100 | 1 | 10 | 163 | 1630 | 163 | 81.5 |  | 177307.325 | 9144300 | 0 | c
O2
a) initial | 10 |  | 0 | 0 | 8523 | 1 | 10 | 499 | 4990 | 499 | 249.5 |  | 542799.725 | 4252977 | 0 | c
b) annual | 10 |  | 0 | 0 | 1436 | 1 | 10 | 499 | 4990 | 499 | 249.5 |  | 542799.725 | 716564 | 0 | c
Scrubber System Monitoring and Operation (for units with wet scrubbers)
a) initial | 10 |  | 0 | 0 | 24300 | 1 | 10 | 167 | 1670 | 167 | 83.5 |  | 181658.425 | 4058100 | 0 | c
b) annual | 10 |  | 0 | 0 | 5600 | 1 | 10 | 167 | 1670 | 167 | 83.5 |  | 181658.425 | 935200 | 0 | c
Bag Leak Detection System Operation (sources that have fabric filters)
a) initial | 10 |  | 0 | 0 | 25500 | 1 | 10 | 52 | 520 | 52 | 26 |  | 56564.3 | 1326000 | 0 | c
b) annual | 10 |  | 0 | 0 | 9700 | 1 | 10 | 52 | 520 | 52 | 26 |  | 56564.3 | 504400 | 0 | c
Carbon Injection Monitoring System (all sources that use ACI to control Hg)
a) initial | 10 |  | 0 | 0 | 115000 | 1 | 10 | 54 | 540 | 54 | 27 |  | 58739.85 | 6210000 | 0 | c
b) annual | 10 |  | 0 | 0 | 9700 | 1 | 10 | 54 | 540 | 54 | 27 |  | 58739.85 | 523800 | 0 | c
C. Create Information | na
D. Gather Information | na
E. Report Preparation
1) Initial Notification that Source is Subject | 2 |  | 0 | 0 | 0 | 1 | 2 | 0 | 0 | 0 | 0 | 0 | 0 | 0 | 0 | a
2) Notification of Compliance Status | 8 |  | 0 | 0 | 0 | 1 | 8 | 0 | 0 | 0 | 0 | 0 | 0 | 0 | 0 | c
3) Initial Report on results of Energy Audit | 5 |  | 0 | 0 | 0 | 1 | 5 | 0 | 0 | 0 | 0 | 0 | 0 | 0 | 0 | c
4) Semi-annual Compliance Report | 20 | 0 | 0 | 0 | 0 | 2 | 40 | 0 | 0 | 0 | 0 | 0 | 0 | 0 | 0 | c
Reporting Subtotal | [8 empty] | 66000 | 6600 | 3300 | 0 | 7179315 | 94373903 | 0 |  | 44670026 | 49703877
4. Recordkeeping Requirements
A. Read Instructions | Included in 3a
B. Implement Activities | na
C. Develop Record System | na | [14 empty] | e
D. Record Information
1) Records of Operating Parameter Values | 20 |  | 0 | 0 | 0 | 1 | 20 | 0 | 0 | 0 | 0 |  | 0 | 0 | 0 | c
2) Records of Startup, Shutdown, Malfunction | 15 | 0 | 0 | 0 | 0 | 1 | 15 | 0 | 0 | 0 | 0 | 0 | 0 | 0 | 0 | c
3) Records of Stack Tests | 2 |  | 0 | 0 | 0 | 1 | 2 | 0 | 0 | 0 | 0 |  | 0 | 0 | 0 | c
4) Records of Monitoring Device Calibrations | 2 |  | 0 | 0 | 0 | 1 | 2 | 0 | 0 | 0 | 0 |  | 0 | 0 | 0 | c
5) Records of All Compliance Reports Submitted | 2 | 0 | 0 | 0 | 0 | 2 | 4 | 0 | 0 | 0 | 0 | 0 | 0 | 0 | 0 | c
6) Records of Monthly Fuel Use | 0.5 |  | 0 | 0 | 0 | 12 | 6 | 0 | 0 | 0 | 0 |  | 0 | 0 | 0 | c
E. Personnel Training | 40 |  | 0 | 0 | 0 | 1 | 40 | 60 | 2400 | 240 | 120 |  | 261066 | 0 | 0 | f
F. Time for Audits | na
Recordkeeping Subtotal | [8 empty] | 2400 | 240 | 120 | 0 | 261066 | 0 | 0 |  | 0
Totals | [8 empty] | 68400 | 6840 | 3420 | 0 | 7440381 | 94373903 | 0
a The burden on existing sources to read and understand rule requirements, and submit an initial notification were assumed to all occur in year 1.
b Cost includes taking an inventory of facility equipment including age, operating schedules, square feet of the facility and other details necessary for preparing for the audit pre-screening, attending the energy audit, and reviewing audit report from the audit professional. Based on the distribution of facilities with affected boilers or process heaters, 87.4% of facilities are in the industrial sector while the remaining 12.6% of facilities are in the commercial sector.
c Since existing units have three years after the publication date of the final rule to submit initial notification of compliance status, conduct compliance activities, or meet recordkeeping or reporting requirements, it is assumed that half the affected units will conduct an audit, testing and monitoring plan development in year 2 and half will conduct them in year 3 in order to be in compliance by the third year after promulgation. Initial Notification of Compliance Reports and recordkeeping requirements will not begin until year 3 of this ICR.
d Cost per occurrence for energy audit professionals including an phone screening to discuss the facility prior to a visit, a 2 to 4 hour site visit, and an additional 2-4 hours to prepare a follow-up report on recommendations and findings. These site visits are assumed to be conducted by certified energy professionals.
f For on-going training activities to keep personnel updated in order to implement compliance activities.
e Assumes facility must already maintain records on boiler insurance and/or maintenance schedule. No new record system would be required.
g Existing large solid units are expected to determine compliance through stack testing and not fuel analysis
h Only units less than 250 mmBtu/hr are expected to perform stack testing for PM. Units greater than 250 mmBtu/hr will be equipped with a PM CEMS
i Subsequent annual testing in year 2 are based on the number of sources that had an initial test in year 1 of this ICR. Subsequent semi-annual compliance reporting and recordkeeping requirements are based on the number of new sources in years 1 and 2 of this ICR.
j Only applies to large solid fuel boilers, because solid fuel boilers may fire a mix of non-homogeneous fuels. Assumed all solid fuel units would perform a repeat stack test.
Note on A3: CMacQueen: Update line items based on preamble info e.g., on p. 32-34 … 135-147

## Fac-ExistLrgSolid-Yr3
Table 1.C. Annual Respondent Burden and Cost of Recordkeeping and Reporting Requirements for the National Emission Standards
for Hazardous Air Pollutants (NESHAP) for Industrial, Commercial, and Institutional Boilers - Year 3, Existing Large Solid Fuel Units
Burden Item | (A) Respondent Hours per Occurrence (Technical hours) | (B) Emission Test Contractor Hours Per Occurrence | (B) Certified Energy Audit Cost per Occurrence | (C) Stack Testing and Fuel Analysis Cost Per Occurrence | (D) Other Non-Labor Costs Per Occurrence | (E) Number of Occurrences Per Respondent Per Year | (F) Technical Hours per Respondent Per Year (A X E) | (G) Number of Respondents Per Year | (H) Technical Hours per Year @ $98.20 (F X G) | (I) Clerical Hours per Year @ $48.53 (H X 0.1) | (J) Management Hours per Year @ $114.49 (H X .05) | (J) Emission Testing Contractor Hours per Year @ $80 (BxDxF) | (K) Total Labor Costs Per Year | (L) Total Non-Labor Capital Costs Per Year [(B+C+D)xExG] | (M) Total Number of Responses per Year (E X G) | Footnotes | Annualized Capital/start-up O&M | Total Capital (Monitor Purchase)
1. Applications | na
2. Surveys and Studies | na
3. Reporting Requirements
A. Read and Understand Rule Requirements | 40 |  | 0 | 0 | 0 | 1 | 40 | 0 | 0 | 0 | 0 | 0 | 0 | 0 | 0 | a
B. Required Activities
1. Conduct Energy Audit
a) Commerical | 20 |  | 854 | 0 | 0 | 1 | 20 | 8 | 160 | 16 | 8 | 0 | 17404.4 | 6832 | 0 | b, c, d
b) Industrial | 20 |  | 18292 | 0 | 0 | 1 | 20 | 52 | 1040 | 104 | 52 | 0 | 113128.6 | 951184 | 0 | b, c, d
2. Initial Stack Test and Report (for PM) | 12 |  | 0 | 5000 | 0 | 1 | 12 | 336 | 4032 | 403.2 | 201.6 |  | 438590.88 | 1680000 | 0 | c,h
3. Initial Stack Test and Report (for Hg) | 12 |  | 0 | 8000 | 0 | 1 | 12 | 498 | 5976 | 597.6 | 298.8 |  | 650054.34 | 3984000 | 0 | c
4. Initial Stack Test and Report (for HCl) | 12 |  | 0 | 8000 | 0 | 1 | 12 | 498 | 5976 | 597.6 | 298.8 |  | 650054.34 | 3984000 | 0 | c
5. Initial Stack Test and Report (for CO) | 12 |  | 0 | 7000 | 0 | 1 | 12 | 498 | 5976 | 597.6 | 298.8 |  | 650054.34 | 3486000 | 0 | c
6. Initial Stack Test and Report (for D/F) | 12 |  | 0 | 16000 | 0 | 1 | 12 | 498 | 5976 | 597.6 | 298.8 |  | 650054.34 | 7968000 | 0 | c
7. Annual Stack Test and Report (for PM) | 12 |  | 0 | 5000 | 0 | 1 | 12 | 336 | 4032 | 403.2 | 201.6 |  | 438590.88 | 1680000 | 0 | c,h,i
8. Annual Stack Test and Report (for Hg) | 12 |  | 0 | 8000 | 0 | 1 | 12 | 499 | 5988 | 598.8 | 299.4 |  | 651359.67 | 3992000 | 0 | c, i
9. Annual Stack Test and Report (for HCl) | 12 |  | 0 | 8000 | 0 | 1 | 12 | 499 | 5988 | 598.8 | 299.4 |  | 651359.67 | 3992000 | 0 | c, i
10. Annual Stack Test and Report (for CO) | 12 |  | 0 | 7000 | 0 | 1 | 12 | 499 | 5988 | 598.8 | 299.4 |  | 651359.67 | 3493000 | 0 | c, i
11. Annual Stack Test and Report (for D/F) | 12 |  | 0 | 16000 | 0 | 1 | 12 | 499 | 5988 | 598.8 | 299.4 |  | 651359.67 | 7984000 | 0 | c, i
12. Repeat Stack Test and Report if Switch Fuels (for Hg and HCl) | 24 |  | 0 | 16000 | 0 | 1 | 24 | 498 | 11952 | 1195.2 | 597.6 |  | 1300108.68 | 7968000 | 0 | c,j
13. Initial Fuel Analysis for Mercury and HCL Content | 5 |  | 0 | 400 | 0 | 1 | 5 | 0 | 0 | 0 | 0 |  | 0 | 0 | 0 | c,g
14. Monthly Fuel Analysis for Mercury and HCL Content | 5 |  | 0 | 400 | 0 | 12 | 60 | 0 | 0 | 0 | 0 |  | 0 | 0 | 0 | c,g
15. Continuous Parameter Monitoring
Establish Site-specific monitoring plan (all) | 40 |  | 0 |  | 0 | 1 | 40 | 59 | 2360 | 236 | 118 |  | 256714.9 | 0 | 0 | c
Opacity
a) initial | 10 |  | 0 | 0 | 43100 | 1 | 10 | 187 | 1870 | 187 | 93.5 |  | 203413.925 | 8059700 | 0 | c
b) annual | 10 |  | 0 | 0 | 14700 | 1 | 10 | 187 | 1870 | 187 | 93.5 |  | 203413.925 | 2748900 | 0 | c
PM (only sources greater than 250 mmBtu/hr)
a) initial | 10 |  | 0 | 0 | 158000 | 1 | 10 | 162 | 1620 | 162 | 81 |  | 176219.55 | 25596000 | 0 | c,f
b) annual | 10 |  | 0 | 0 | 56100 | 1 | 10 | 162 | 1620 | 162 | 81 |  | 176219.55 | 9088200 | 0 | c
O2
a) initial | 10 |  | 0 | 0 | 8523 | 1 | 10 | 498 | 4980 | 498 | 249 |  | 541711.95 | 4244454 | 0 | c
b) annual | 10 |  | 0 | 0 | 1436 | 1 | 10 | 498 | 4980 | 498 | 249 |  | 541711.95 | 715128 | 0 | c
Scrubber System Monitoring and Operation (for units with wet scrubbers)
a) initial | 10 |  | 0 | 0 | 24300 | 1 | 10 | 166 | 1660 | 166 | 83 |  | 180570.65 | 4033800 | 0 | c
b) annual | 10 |  | 0 | 0 | 5600 | 1 | 10 | 166 | 1660 | 166 | 83 |  | 180570.65 | 929600 | 0 | c
Bag Leak Detection System Operation (sources that have fabric filters)
a) initial | 10 |  | 0 | 0 | 25500 | 1 | 10 | 52 | 520 | 52 | 26 |  | 56564.3 | 1326000 | 0 | c
b) annual | 10 |  | 0 | 0 | 9700 | 1 | 10 | 52 | 520 | 52 | 26 |  | 56564.3 | 504400 | 0 | c
Carbon Injection Monitoring System (all sources that use ACI to control Hg)
a) initial | 10 |  | 0 | 0 | 115000 | 1 | 10 | 54 | 540 | 54 | 27 |  | 58739.85 | 6210000 | 0 | c
b) annual | 10 |  | 0 | 0 | 9700 | 1 | 10 | 54 | 540 | 54 | 27 |  | 58739.85 | 523800 | 0 | c
C. Create Information | na
D. Gather Information | na
E. Report Preparation
1) Initial Notification that Source is Subject | 2 |  | 0 | 0 | 0 | 1 | 2 | 0 | 0 | 0 | 0 | 0 | 0 | 0 | 0 | a
2) Notification of Compliance Status | 8 |  | 0 | 0 | 0 | 1 | 8 | 119 | 952 | 95.2 | 47.6 | 0 | 103556.18 | 0 | 119 | c
3) Initial Report on results of Energy Audit | 5 |  | 0 | 0 | 0 | 1 | 5 | 119 | 595 | 59.5 | 29.75 | 0 | 64722.6125 | 0 | 119 | c
4) Semi-annual Compliance Report | 20 | 0 | 0 | 0 | 0 | 2 | 40 | 119 | 4760 | 476 | 238 | 0 | 517780.9 | 0 | 238 | a
Reporting Subtotal | [8 empty] | 100119 | 10011.9 | 5005.95 | 0 | 10890694.5225 | 115148998 | 476 |  | 65679044 | 49469954
4. Recordkeeping Requirements
A. Read Instructions | Included in 3a
B. Implement Activities | na
C. Develop Record System | na | [14 empty] | e
D. Record Information
1) Records of Operating Parameter Values | 20 |  | 0 | 0 | 0 | 1 | 20 | 997 | 19940 | 1994 | 997 |  | 2169023.35 | 0 | 0 | c
2) Records of Startup, Shutdown, Malfunction | 15 | 0 | 0 | 0 | 0 | 1 | 15 | 997 | 14955 | 1495.5 | 747.75 | 0 | 1626767.5125 | 0 | 0 | c
3) Records of Stack Tests | 2 |  | 0 | 0 | 0 | 1 | 2 | 997 | 1994 | 199.4 | 99.7 |  | 216902.335 | 0 | 0 | c
4) Records of Monitoring Device Calibrations | 2 |  | 0 | 0 | 0 | 1 | 2 | 997 | 1994 | 199.4 | 99.7 |  | 216902.335 | 0 | 0 | c
5) Records of All Compliance Reports Submitted | 2 | 0 | 0 | 0 | 0 | 2 | 4 | 997 | 3988 | 398.8 | 199.4 | 0 | 433804.67 | 0 | 0 | c
6) Records of Monthly Fuel Use | 0.5 |  | 0 | 0 | 0 | 12 | 6 | 997 | 5982 | 598.2 | 299.1 |  | 650707.005 | 0 | 0 | c
E. Personnel Training | 40 |  | 0 | 0 | 0 | 1 | 40 | 59 | 2360 | 236 | 118 |  | 256714.9 | 0 | 0 | f
F. Time for Audits | na
Recordkeeping Subtotal | [8 empty] | 51213 | 5121.3 | 2560.65 | 0 | 5570822.1075 | 0 | 0 |  | 0
Totals | [8 empty] | 151332 | 15133.2 | 7566.6 | 0 | 16461516.63 | 115148998 | 476
a The burden on existing sources to read and understand rule requirements, and submit an initial notification were assumed to all occur in year 1.
b Cost includes taking an inventory of facility equipment including age, operating schedules, square feet of the facility and other details necessary for preparing for the audit pre-screening, attending the energy audit, and reviewing audit report from the audit professional. Based on the distribution of facilities with affected boilers or process heaters, 87.4% of facilities are in the industrial sector while the remaining 12.6% of facilities are in the commercial sector.
c Since existing units have three years after the publication date of the final rule to submit initial notification of compliance status, conduct compliance activities, or meet recordkeeping or reporting requirements, it is assumed that half the affected units will conduct an audit, testing and monitoring plan development in year 2 and half will conduct them in year 3 in order to be in compliance by the third year after promulgation. Initial Notification of Compliance Reports and recordkeeping requirements will not begin until year 3 of this ICR.
d Cost per occurrence for energy audit professionals including an phone screening to discuss the facility prior to a visit, a 2 to 4 hour site visit, and an additional 2-4 hours to prepare a follow-up report on recommendations and findings. These site visits are assumed to be conducted by certified energy professionals.
e Assumes facility must already maintain records on boiler insurance and/or maintenance schedule. No new record system would be required.
f For on-going training activities to keep personnel updated in order to implement compliance activities.
g Existing large solid units are expected to determine compliance through stack testing and not fuel analysis
h Only units less than 250 mmBtu/hr are expected to perform stack testing for PM. Units greater than 250 mmBtu/hr will be equipped with a PM CEMS
i Subsequent annual testing in year 2 are based on the number of sources that had an initial test in year 1 of this ICR. Subsequent semi-annual compliance reporting and recordkeeping requirements are based on the number of new sources in years 1 and 2 of this ICR.
j Only applies to large solid fuel boilers, because solid fuel boilers may fire a mix of non-homogeneous fuels. Assumed all solid fuel units would perform a repeat stack test.

## Fac-ExistLrgLiquid-Yr1
Table 2.A. Annual Respondent Burden and Cost of Recordkeeping and Reporting Requirements for the National Emission Standards
for Hazardous Air Pollutants (NESHAP) for Industrial, Commercial, and Institutional Boilers - Year 1, Existing Large Liquid Fuel Units
Burden Item | (A) Respondent Hours per Occurrence (Technical hours) | (B) Emission Test Contractor Hours Per Occurrence | (B) Certified Energy Audit Cost per Occurrence | (C) Stack Testing and Fuel Analysis Cost Per Occurrence | (D) Other Non-Labor Costs Per Occurrence | (E) Number of Occurrences Per Respondent Per Year | (F) Technical Hours per Respondent Per Year (A X E) | (G) Number of Respondents Per Year | (H) Technical Hours per Year @ $98.20 (F X G) | (I) Clerical Hours per Year @ $48.53 (H X 0.1) | (J) Management Hours per Year @ $114.49 (H X .05) | (J) Emission Testing Contractor Hours per Year @ $80 (BxDxF) | (K) Total Labor Costs Per Year | (L) Total Non-Labor Capital Costs Per Year [(B+C+D)xExG] | (M) Total Number of Responses per Year (E X G) | Footnotes | Annualized Capital/start-up O&M | Total Capital (Monitor Purchase)
1. Applications | na
2. Surveys and Studies | na
3. Reporting Requirements
A. Read and Understand Rule Requirements | 40 |  | 0 | 0 | 0 | 1 | 40 | 58 | 2320 | 232 | 116 | 0 | 252363.8 | 0 | 58 | a
B. Required Activities
1. Conduct Energy Audit
a) Commerical | 20 |  | 854 | 0 | 0 | 1 | 20 | 0 | 0 | 0 | 0 | 0 | 0 | 0 | 0 | b, c, d
b) Industrial | 20 |  | 18292 | 0 | 0 | 1 | 20 | 0 | 0 | 0 | 0 | 0 | 0 | 0 | 0 | b, c, d
2. Initial Stack Test and Report (for PM) | 12 |  | 0 | 5000 | 0 | 1 | 12 | 0 | 0 | 0 | 0 |  | 0 | 0 | 0 | c,h
3. Initial Stack Test and Report (for Hg) | 12 |  | 0 | 8000 | 0 | 1 | 12 | 0 | 0 | 0 | 0 |  | 0 | 0 | 0 | c
4. Initial Stack Test and Report (for HCl) | 12 |  | 0 | 8000 | 0 | 1 | 12 | 0 | 0 | 0 | 0 |  | 0 | 0 | 0 | c
5. Initial Stack Test and Report (for CO) | 12 |  | 0 | 7000 | 0 | 1 | 12 | 0 | 0 | 0 | 0 |  | 0 | 0 | 0 | c
6. Initial Stack Test and Report (for D/F) | 12 |  | 0 | 16000 | 0 | 1 | 12 | 0 | 0 | 0 | 0 |  | 0 | 0 | 0 | c
7. Annual Stack Test and Report (for PM) | 12 |  | 0 | 5000 | 0 | 1 | 12 | 0 | 0 | 0 | 0 |  | 0 | 0 | 0 | c,h,i
8. Annual Stack Test and Report (for Hg) | 12 |  | 0 | 8000 | 0 | 1 | 12 | 0 | 0 | 0 | 0 |  | 0 | 0 | 0 | c,i
9. Annual Stack Test and Report (for HCl) | 12 |  | 0 | 8000 | 0 | 1 | 12 | 0 | 0 | 0 | 0 |  | 0 | 0 | 0 | c,i
10. Annual Stack Test and Report (for CO) | 12 |  | 0 | 7000 | 0 | 1 | 12 | 0 | 0 | 0 | 0 |  | 0 | 0 | 0 | c,i
11. Annual Stack Test and Report (for D/F) | 12 |  | 0 | 16000 | 0 | 1 | 12 | 0 | 0 | 0 | 0 |  | 0 | 0 | 0 | c,i
12. Repeat Stack Test and Report if Switch Fuels (for Hg and HCl) | 24 |  | 0 | 16000 | 0 | 1 | 24 | 0 | 0 | 0 | 0 |  | 0 | 0 | 0 | c,f
13. Initial Fuel Analysis for Mercury and HCL Content | 5 |  | 0 | 400 | 0 | 1 | 5 | 0 | 0 | 0 | 0 |  | 0 | 0 | 0 | c,g
14. Monthly Fuel Analysis for Mercury and HCL Content | 5 |  | 0 | 400 | 0 | 12 | 60 | 0 | 0 | 0 | 0 |  | 0 | 0 | 0 | c,g
15. Continuous Parameter Monitoring
Establish Site-specific monitoring plan (all) | 40 |  | 0 |  | 0 | 1 | 40 | 0 | 0 | 0 | 0 |  | 0 | 0 | 0 | c
Opacity
a) initial | 10 |  | 0 | 0 | 43100 | 1 | 10 | 0 | 0 | 0 | 0 |  | 0 | 0 | 0 | c
b) annual | 10 |  | 0 | 0 | 14700 | 1 | 10 | 0 | 0 | 0 | 0 |  | 0 | 0 | 0 | c
PM (only sources greater than 250 mmBtu/hr)
a) initial | 10 |  | 0 | 0 | 158000 | 1 | 10 | 0 | 0 | 0 | 0 |  | 0 | 0 | 0 | c
b) annual | 10 |  | 0 | 0 | 56100 | 1 | 10 | 0 | 0 | 0 | 0 |  | 0 | 0 | 0 | c
O2
a) initial | 10 |  | 0 | 0 | 8523 | 1 | 10 | 0 | 0 | 0 | 0 |  | 0 | 0 | 0 | c
b) annual | 10 |  | 0 | 0 | 1436 | 1 | 10 | 0 | 0 | 0 | 0 |  | 0 | 0 | 0 | c
Scrubber System Monitoring and Operation (for units with wet scrubbers)
a) initial | 10 |  | 0 | 0 | 24300 | 1 | 10 | 0 | 0 | 0 | 0 |  | 0 | 0 | 0 | c
b) annual | 10 |  | 0 | 0 | 5600 | 1 | 10 | 0 | 0 | 0 | 0 |  | 0 | 0 | 0 | c
Bag Leak Detection System Operation (sources that have fabric filters)
a) initial | 10 |  | 0 | 0 | 25500 | 1 | 10 | 0 | 0 | 0 | 0 |  | 0 | 0 | 0 | c
b) annual | 10 |  | 0 | 0 | 9700 | 1 | 10 | 0 | 0 | 0 | 0 |  | 0 | 0 | 0 | c
Carbon Injection Monitoring System (all sources that use ACI to control Hg)
a) initial | 10 |  | 0 | 0 | 115000 | 1 | 10 | 0 | 0 | 0 | 0 |  | 0 | 0 | 0 | c
b) annual | 10 |  | 0 | 0 | 9700 | 1 | 10 | 0 | 0 | 0 | 0 |  | 0 | 0 | 0 | c
C. Create Information | na
D. Gather Information | na
E. Report Preparation
1) Initial Notification that Source is Subject | 2 |  | 0 | 0 | 0 | 1 | 2 | 58 | 116 | 11.6 | 5.8 | 0 | 12618.19 | 0 | 58 | a
2) Notification of Compliance Status | 8 |  | 0 | 0 | 0 | 1 | 8 | 0 | 0 | 0 | 0 | 0 | 0 | 0 | 0 | c
3) Initial Report on results of Energy Audit | 5 |  | 0 | 0 | 0 | 1 | 5 | 0 | 0 | 0 | 0 | 0 | 0 | 0 | 0 | c
4) Semi-annual Compliance Report | 20 | 0 | 0 | 0 | 0 | 2 | 40 | 0 | 0 | 0 | 0 | 0 | 0 | 0 | 0 | a
Reporting Subtotal | [8 empty] | 2436 | 243.6 | 121.8 | 0 | 264981.99 | 0 | 58 |  | 0 | 0
4. Recordkeeping Requirements
A. Read Instructions | Included in 3a
B. Implement Activities | na
C. Develop Record System | na | [14 empty] | e
D. Record Information
1) Records of Operating Parameter Values | 20 |  | 0 | 0 | 0 | 1 | 20 | 0 | 0 | 0 | 0 |  | 0 | 0 | 0 | c
2) Records of Startup, Shutdown, Malfunction | 15 | 0 | 0 | 0 | 0 | 1 | 15 | 0 | 0 | 0 | 0 | 0 | 0 | 0 | 0 | c
3) Records of Stack Tests | 2 |  | 0 | 0 | 0 | 1 | 2 | 0 | 0 | 0 | 0 |  | 0 | 0 | 0 | c
4) Records of Monitoring Device Calibrations | 2 |  | 0 | 0 | 0 | 1 | 2 | 0 | 0 | 0 | 0 |  | 0 | 0 | 0 | c
5) Records of All Compliance Reports Submitted | 2 | 0 | 0 | 0 | 0 | 2 | 4 | 0 | 0 | 0 | 0 | 0 | 0 | 0 | 0 | c
6) Records of Monthly Fuel Use | 0.5 |  | 0 | 0 | 0 | 12 | 6 | 0 | 0 | 0 | 0 |  | 0 | 0 | 0 | c
E. Personnel Training | 40 |  | 0 | 0 | 0 | 1 | 40 | 0 | 0 | 0 | 0 |  | 0 | 0 | 0 | j
F. Time for Audits | na
Recordkeeping Subtotal | [8 empty] | 0 | 0 | 0 | 0 | 0 | 0 | 0 |  | 0
Totals | [8 empty] | 2436 | 243.6 | 121.8 | 0 | 264981.99 | 0 | 58
a Number of respondents based on number of existing large liquid fuel boilers which includes units greater than 10 mmBtu/hr (assumption of 8 units per facility).
b Cost includes taking an inventory of facility equipment including age, operating schedules, square feet of the facility and other details necessary for preparing for the audit pre-screening, attending the energy audit, and reviewing audit report from the audit professional. Based on the distribution of facilities with affected boilers or process heaters, 87.4% of facilities are in the industrial sector while the remaining 12.6% of facilities are in the commercial sector.
c Since existing units have three years after the publication date of the final rule to submit initial notification of compliance status, conduct compliance activities, or meet recordkeeping or reporting requirements, no burden is assumed in year 1.
d Cost per occurrence for energy audit professionals including an phone screening to discuss the facility prior to a visit, a 2 to 4 hour site visit, and an additional 2-4 hours to prepare a follow-up report on recommendations and findings. These site visits are assumed to be conducted by certified energy professionals.
e Assumes facility must already maintain records on boiler insurance and/or maintenance schedule. No new record system would be required.
f Only applies to large solid fuel boilers, because solid fuel boilers may fire a mix of non-homogeneous fuels. Assumed zero respondents for liquid and gas units.
g Existing large liquid units are expected to determine compliance for Hg and HCl through fuel analysis not stack testing.
h Only units less than 250 mmBtu/hr are expected to perform stack testing for PM. Units greater than 250 mmBtu/hr will be equipped with a PM CEMS
j No annual test and reporting burden is shown in year 1 as this is the same year as the initial test and report.
j For on-going training activities to keep personnel updated in order to implement compliance activities.

## Fac-ExistLrgLiquid-Yr2
Table 2.B. Annual Respondent Burden and Cost of Recordkeeping and Reporting Requirements for the National Emission Standards
for Hazardous Air Pollutants (NESHAP) for Industrial, Commercial, and Institutional Boilers - Year 2, Existing Large Liquid Fuel Units
Burden Item | (A) Respondent Hours per Occurrence (Technical hours) | (B) Emission Test Contractor Hours Per Occurrence | (B) Certified Energy Audit Cost per Occurrence | (C) Stack Testing and Fuel Analysis Cost Per Occurrence | (D) Other Non-Labor Costs Per Occurrence | (E) Number of Occurrences Per Respondent Per Year | (F) Technical Hours per Respondent Per Year (A X E) | (G) Number of Respondents Per Year | (H) Technical Hours per Year @ $98.20 (F X G) | (I) Clerical Hours per Year @ $48.53 (H X 0.1) | (J) Management Hours per Year @ $114.49 (H X .05) | (J) Emission Testing Contractor Hours per Year @ $80 (BxDxF) | (K) Total Labor Costs Per Year | (L) Total Non-Labor Capital Costs Per Year [(B+C+D)xExG] | (M) Total Number of Responses per Year (E X G) | Footnotes | Annualized Capital/start-up O&M | Total Capital (Monitor Purchase)
1. Applications | na
2. Surveys and Studies | na
3. Reporting Requirements
A. Read and Understand Rule Requirements | 40 |  | 0 | 0 | 0 | 1 | 40 | 0 | 0 | 0 | 0 | 0 | 0 | 0 | 0 | a
B. Required Activities
1. Conduct Energy Audit
a) Commerical | 20 |  | 854 | 0 | 0 | 1 | 20 | 4 | 80 | 8 | 4 | 0 | 8702.2 | 3416 | 0 | b, c, d
b) Industrial | 20 |  | 18292 | 0 | 0 | 1 | 20 | 25 | 500 | 50 | 25 | 0 | 54388.75 | 457300 | 0 | b, c, d
2. Initial Stack Test and Report (for PM) | 12 |  | 0 | 5000 | 0 | 1 | 12 | 253 | 3036 | 303.6 | 151.8 |  | 330248.49 | 1265000 | 0 | c,h
3. Initial Stack Test and Report (for Hg) | 12 |  | 0 | 8000 | 0 | 1 | 12 | 0 | 0 | 0 | 0 |  | 0 | 0 | 0 | c
4. Initial Stack Test and Report (for HCl) | 12 |  | 0 | 8000 | 0 | 1 | 12 | 0 | 0 | 0 | 0 |  | 0 | 0 | 0 | c
5. Initial Stack Test and Report (for CO) | 12 |  | 0 | 7000 | 0 | 1 | 12 | 253 | 3036 | 303.6 | 151.8 |  | 330248.49 | 1771000 | 0 | c,i
6. Initial Stack Test and Report (for D/F) | 12 |  | 0 | 16000 | 0 | 1 | 12 | 253 | 3036 | 303.6 | 151.8 |  | 330248.49 | 4048000 | 0 | c
7. Annual Stack Test and Report (for PM) | 12 |  | 0 | 5000 | 0 | 1 | 12 | 0 | 0 | 0 | 0 |  | 0 | 0 | 0 | c,h,j
8. Annual Stack Test and Report (for Hg) | 12 |  | 0 | 8000 | 0 | 1 | 12 | 0 | 0 | 0 | 0 |  | 0 | 0 | 0 | c,j
9. Annual Stack Test and Report (for HCl) | 12 |  | 0 | 8000 | 0 | 1 | 12 | 0 | 0 | 0 | 0 |  | 0 | 0 | 0 | c,j
10. Annual Stack Test and Report (for CO) | 12 |  | 0 | 7000 | 0 | 1 | 12 | 0 | 0 | 0 | 0 |  | 0 | 0 | 0 | c,j
11. Annual Stack Test and Report (for D/F) | 12 |  | 0 | 16000 | 0 | 1 | 12 | 0 | 0 | 0 | 0 |  | 0 | 0 | 0 | c,j
12. Repeat Stack Test and Report if Switch Fuels (for Hg and HCl) | 24 |  | 0 | 16000 | 0 | 1 | 24 | 0 | 0 | 0 | 0 |  | 0 | 0 | 0 | c,f
13. Initial Fuel Analysis for Mercury and HCL Content | 5 |  | 0 | 400 | 0 | 1 | 5 | 253 | 1265 | 126.5 | 63.25 |  | 137603.5375 | 101200 | 0 | c,g
14. Monthly Fuel Analysis for Mercury and HCL Content | 5 |  | 0 | 400 | 0 | 12 | 60 | 0 | 0 | 0 | 0 |  | 0 | 0 | 0 | c,g
15. Continuous Parameter Monitoring
Establish Site-specific monitoring plan (all) | 40 |  | 0 |  | 0 | 1 | 40 | 29 | 1160 | 116 | 58 |  | 126181.9 | 0 | 0 | c
Opacity
a) initial | 10 |  | 0 | 0 | 43100 | 1 | 10 | 18 | 180 | 18 | 9 |  | 19579.95 | 775800 | 0 | c
b) annual | 10 |  | 0 | 0 | 14700 | 1 | 10 | 18 | 180 | 18 | 9 |  | 19579.95 | 264600 | 0 | c
PM (only sources greater than 250 mmBtu/hr)
a) initial | 10 |  | 0 | 0 | 158000 | 1 | 10 | 29 | 290 | 29 | 14.5 |  | 31545.475 | 4582000 | 0 | c
b) annual | 10 |  | 0 | 0 | 56100 | 1 | 10 | 29 | 290 | 29 | 14.5 |  | 31545.475 | 1626900 | 0 | c
O2
a) initial | 10 |  | 0 | 0 | 8523 | 1 | 10 | 253 | 2530 | 253 | 126.5 |  | 275207.075 | 2156319 | 0 | c
b) annual | 10 |  | 0 | 0 | 1436 | 1 | 10 | 253 | 2530 | 253 | 126.5 |  | 275207.075 | 363308 | 0 | c
Scrubber System Monitoring and Operation (for units with wet scrubbers)
a) initial | 10 |  | 0 | 0 | 24300 | 1 | 10 | 220 | 2200 | 220 | 110 |  | 239310.5 | 5346000 | 0 | c
b) annual | 10 |  | 0 | 0 | 5600 | 1 | 10 | 220 | 2200 | 220 | 110 |  | 239310.5 | 1232000 | 0 | c
Bag Leak Detection System Operation (sources that have fabric filters)
a) initial | 10 |  | 0 | 0 | 25500 | 1 | 10 | 219 | 2190 | 219 | 109.5 |  | 238222.725 | 5584500 | 0 | c
b) annual | 10 |  | 0 | 0 | 9700 | 1 | 10 | 219 | 2190 | 219 | 109.5 |  | 238222.725 | 2124300 | 0 | c
Carbon Injection Monitoring System (all sources that use ACI to control Hg)
a) initial | 10 |  | 0 | 0 | 115000 | 1 | 10 | 0 | 0 | 0 | 0 |  | 0 | 0 | 0 | c,i
b) annual | 10 |  | 0 | 0 | 9700 | 1 | 10 | 0 | 0 | 0 | 0 |  | 0 | 0 | 0 | c
C. Create Information | na
D. Gather Information | na
E. Report Preparation
1) Initial Notification that Source is Subject | 2 |  | 0 | 0 | 0 | 1 | 2 | 0 | 0 | 0 | 0 | 0 | 0 | 0 | 0 | a
2) Notification of Compliance Status | 8 |  | 0 | 0 | 0 | 1 | 8 | 0 | 0 | 0 | 0 | 0 | 0 | 0 | 0 | c
3) Initial Report on results of Energy Audit | 5 |  | 0 | 0 | 0 | 1 | 5 | 0 | 0 | 0 | 0 | 0 | 0 | 0 | 0 | c
4) Semi-annual Compliance Report | 20 | 0 | 0 | 0 | 0 | 2 | 40 | 0 | 0 | 0 | 0 | 0 | 0 | 0 | 0 | c
Reporting Subtotal | [8 empty] | 26893 | 2689.3 | 1344.65 | 0 | 2925353.3075 | 31701643 | 0 |  | 13257024 | 18444619
4. Recordkeeping Requirements
A. Read Instructions | Included in 3a
B. Implement Activities | na
C. Develop Record System | na | [14 empty] | e
D. Record Information
1) Records of Operating Parameter Values | 20 |  | 0 | 0 | 0 | 1 | 20 | 0 | 0 | 0 | 0 |  | 0 | 0 | 0 | c
2) Records of Startup, Shutdown, Malfunction | 15 | 0 | 0 | 0 | 0 | 1 | 15 | 0 | 0 | 0 | 0 | 0 | 0 | 0 | 0 | c
3) Records of Stack Tests | 2 |  | 0 | 0 | 0 | 1 | 2 | 0 | 0 | 0 | 0 |  | 0 | 0 | 0 | c
4) Records of Monitoring Device Calibrations | 2 |  | 0 | 0 | 0 | 1 | 2 | 0 | 0 | 0 | 0 |  | 0 | 0 | 0 | c
5) Records of All Compliance Reports Submitted | 2 | 0 | 0 | 0 | 0 | 2 | 4 | 0 | 0 | 0 | 0 | 0 | 0 | 0 | 0 | c
6) Records of Monthly Fuel Use | 0.5 |  | 0 | 0 | 0 | 12 | 6 | 0 | 0 | 0 | 0 |  | 0 | 0 | 0 | c
E. Personnel Training | 40 |  | 0 | 0 | 0 | 1 | 40 | 29 | 1160 | 116 | 58 |  | 126181.9 | 0 | 0 | k
F. Time for Audits | na
Recordkeeping Subtotal | [8 empty] | 1160 | 116 | 58 | 0 | 126181.9 | 0 | 0 |  | 0
Totals | [8 empty] | 28053 | 2805.3 | 1402.65 | 0 | 3051535.2075 | 31701643 | 0
a The burden on existing sources to read and understand rule requirements, and submit an initial notification were assumed to all occur in year 1.
b Cost includes taking an inventory of facility equipment including age, operating schedules, square feet of the facility and other details necessary for preparing for the audit pre-screening, attending the energy audit, and reviewing audit report from the audit professional. Based on the distribution of facilities with affected boilers or process heaters, 87.4% of facilities are in the industrial sector while the remaining 12.6% of facilities are in the commercial sector.
c Since existing units have three years after the publication date of the final rule to submit initial notification of compliance status, conduct compliance activities, or meet recordkeeping or reporting requirements, it is assumed that half the affected units will conduct an audit, testing and monitoring plan development in year 2 and half will conduct them in year 3 in order to be in compliance by the third year after promulgation. Initial Notification of Compliance Reports and recordkeeping requirements will not begin until year 3 of this ICR.
d Cost per occurrence for energy audit professionals including an phone screening to discuss the facility prior to a visit, a 2 to 4 hour site visit, and an additional 2-4 hours to prepare a follow-up report on recommendations and findings. These site visits are assumed to be conducted by certified energy professionals.
e Assumes facility must already maintain records on boiler insurance and/or maintenance schedule. No new record system would be required.
f Only applies to large solid fuel boilers, because solid fuel boilers may fire a mix of non-homogeneous fuels. Assumed zero respondents for liquid and gas units.
g Existing large liquid units are expected to determine compliance for Hg and HCl through fuel analysis not stack testing.
h Only units less than 250 mmBtu/hr are expected to perform stack testing for PM. Units greater than 250 mmBtu/hr will be equipped with a PM CEMS
i Only 1 existing large liquid fuel unit is equipped with an ACI system. It is assumed that this unit will meet compliance in year 2. No burden from ACI system operation is expected in year 3
j Subsequent annual testing in year 2 are based on the number of sources that had an initial test in year 1 of this ICR. Subsequent semi-annual compliance reporting and recordkeeping requirements are based on the number of new sources in years 1 and 2 of this ICR.
k For on-going training activities to keep personnel updated in order to implement compliance activities.

## Fac-ExistLrgLiquid-Yr3
Table 2.C. Annual Respondent Burden and Cost of Recordkeeping and Reporting Requirements for the National Emission Standards
for Hazardous Air Pollutants (NESHAP) for Industrial, Commercial, and Institutional Boilers - Year 3, Existing Large Liquid Fuel Units
Burden Item | (A) Respondent Hours per Occurrence (Technical hours) | (B) Emission Test Contractor Hours Per Occurrence | (B) Certified Energy Audit Cost per Occurrence | (C) Stack Testing and Fuel Analysis Cost Per Occurrence | (D) Other Non-Labor Costs Per Occurrence | (E) Number of Occurrences Per Respondent Per Year | (F) Technical Hours per Respondent Per Year (A X E) | (G) Number of Respondents Per Year | (H) Technical Hours per Year @ $98.20 (F X G) | (I) Clerical Hours per Year @ $48.53 (H X 0.1) | (J) Management Hours per Year @ $114.49 (H X .05) | (J) Emission Testing Contractor Hours per Year @ $80 (BxDxF) | (K) Total Labor Costs Per Year | (L) Total Non-Labor Capital Costs Per Year [(B+C+D)xExG] | (M) Total Number of Responses per Year (E X G) | Footnotes | Annualized Capital/start-up O&M | Total Capital (Monitor Purchase)
1. Applications | na
2. Surveys and Studies | na
3. Reporting Requirements
A. Read and Understand Rule Requirements | 40 |  | 0 | 0 | 0 | 1 | 40 | 0 | 0 | 0 | 0 | 0 | 0 | 0 | 0 | a
B. Required Activities
1. Conduct Energy Audit
a) Commerical | 20 |  | 854 | 0 | 0 | 1 | 20 | 4 | 80 | 8 | 4 | 0 | 8702.2 | 3416 | 0 | b, c, d
b) Industrial | 20 |  | 18292 | 0 | 0 | 1 | 20 | 25 | 500 | 50 | 25 | 0 | 54388.75 | 457300 | 0 | b, c, d
2. Initial Stack Test and Report (for PM) | 12 |  | 0 | 5000 | 0 | 1 | 12 | 253 | 3036 | 303.6 | 151.8 |  | 330248.49 | 1265000 | 0 | c,h
3. Initial Stack Test and Report (for Hg) | 12 |  | 0 | 8000 | 0 | 1 | 12 | 0 | 0 | 0 | 0 |  | 0 | 0 | 0 | c
4. Initial Stack Test and Report (for HCl) | 12 |  | 0 | 8000 | 0 | 1 | 12 | 0 | 0 | 0 | 0 |  | 0 | 0 | 0 | c
5. Initial Stack Test and Report (for CO) | 12 |  | 0 | 7000 | 0 | 1 | 12 | 253 | 3036 | 303.6 | 151.8 |  | 330248.49 | 1771000 | 0 | c,i
6. Initial Stack Test and Report (for D/F) | 12 |  | 0 | 16000 | 0 | 1 | 12 | 253 | 3036 | 303.6 | 151.8 |  | 330248.49 | 4048000 | 0 | c
7. Annual Stack Test and Report (for PM) | 12 |  | 0 | 5000 | 0 | 1 | 12 | 253 | 3036 | 303.6 | 151.8 |  | 330248.49 | 1265000 | 0 | c,h,j
8. Annual Stack Test and Report (for Hg) | 12 |  | 0 | 8000 | 0 | 1 | 12 | 0 | 0 | 0 | 0 |  | 0 | 0 | 0 | c,j
9. Annual Stack Test and Report (for HCl) | 12 |  | 0 | 8000 | 0 | 1 | 12 | 0 | 0 | 0 | 0 |  | 0 | 0 | 0 | c,j
10. Annual Stack Test and Report (for CO) | 12 |  | 0 | 7000 | 0 | 1 | 12 | 253 | 3036 | 303.6 | 151.8 |  | 330248.49 | 1771000 | 0 | c,j
11. Annual Stack Test and Report (for D/F) | 12 |  | 0 | 16000 | 0 | 1 | 12 | 253 | 3036 | 303.6 | 151.8 |  | 330248.49 | 4048000 | 0 | c,j
12. Repeat Stack Test and Report if Switch Fuels (for Hg and HCl) | 24 |  | 0 | 16000 | 0 | 1 | 24 | 0 | 0 | 0 | 0 |  | 0 | 0 | 0 | c,f
13. Initial Fuel Analysis for Mercury and HCL Content | 5 |  | 0 | 400 | 0 | 1 | 5 | 253 | 1265 | 126.5 | 63.25 |  | 137603.5375 | 101200 | 0 | c,g
14. Monthly Fuel Analysis for Mercury and HCL Content | 5 |  | 0 | 400 | 0 | 12 | 60 | 506 | 30360 | 3036 | 1518 |  | 3302484.9 | 2428800 | 0 | c,g
15. Continuous Parameter Monitoring
Establish Site-specific monitoring plan (all) | 40 |  | 0 |  | 0 | 1 | 40 | 29 | 1160 | 116 | 58 |  | 126181.9 | 0 | 0 | c
Opacity
a) initial | 10 |  | 0 | 0 | 43100 | 1 | 10 | 18 | 180 | 18 | 9 |  | 19579.95 | 775800 | 0 | c
b) annual | 10 |  | 0 | 0 | 14700 | 1 | 10 | 18 | 180 | 18 | 9 |  | 19579.95 | 264600 | 0 | c
PM (only sources greater than 250 mmBtu/hr)
a) initial | 10 |  | 0 | 0 | 158000 | 1 | 10 | 29 | 290 | 29 | 14.5 |  | 31545.475 | 4582000 | 0 | c
b) annual | 10 |  | 0 | 0 | 56100 | 1 | 10 | 29 | 290 | 29 | 14.5 |  | 31545.475 | 1626900 | 0 | c
O2
a) initial | 10 |  | 0 | 0 | 8523 | 1 | 10 | 253 | 2530 | 253 | 126.5 |  | 275207.075 | 2156319 | 0 | c
b) annual | 10 |  | 0 | 0 | 1436 | 1 | 10 | 253 | 2530 | 253 | 126.5 |  | 275207.075 | 363308 | 0 | c
Scrubber System Monitoring and Operation (for units with wet scrubbers)
a) initial | 10 |  | 0 | 0 | 24300 | 1 | 10 | 220 | 2200 | 220 | 110 |  | 239310.5 | 5346000 | 0 | c
b) annual | 10 |  | 0 | 0 | 5600 | 1 | 10 | 220 | 2200 | 220 | 110 |  | 239310.5 | 1232000 | 0 | c
Bag Leak Detection System Operation (sources that have fabric filters)
a) initial | 10 |  | 0 | 0 | 25500 | 1 | 10 | 219 | 2190 | 219 | 109.5 |  | 238222.725 | 5584500 | 0 | c
b) annual | 10 |  | 0 | 0 | 9700 | 1 | 10 | 219 | 2190 | 219 | 109.5 |  | 238222.725 | 2124300 | 0 | c
Carbon Injection Monitoring System (all sources that use ACI to control Hg)
a) initial | 10 |  | 0 | 0 | 115000 | 1 | 10 | 0 | 0 | 0 | 0 |  | 0 | 0 | 0 | c,i
b) annual | 10 |  | 0 | 0 | 9700 | 1 | 10 | 0 | 0 | 0 | 0 |  | 0 | 0 | 0 | c
C. Create Information | na
D. Gather Information | na
E. Report Preparation
1) Initial Notification that Source is Subject | 2 |  | 0 | 0 | 0 | 1 | 2 | 0 | 0 | 0 | 0 | 0 | 0 | 0 | 0 | a
2) Notification of Compliance Status | 8 |  | 0 | 0 | 0 | 1 | 8 | 58 | 464 | 46.4 | 23.2 | 0 | 50472.76 | 0 | 58 | c
3) Initial Report on results of Energy Audit | 5 |  | 0 | 0 | 0 | 1 | 5 | 58 | 290 | 29 | 14.5 | 0 | 31545.475 | 0 | 58 | c
4) Semi-annual Compliance Report | 20 | 0 | 0 | 0 | 0 | 2 | 40 | 58 | 2320 | 232 | 116 | 0 | 252363.8 | 0 | 116 | c
Reporting Subtotal | [8 empty] | 69435 | 6943.5 | 3471.75 | 0 | 7552965.7125 | 41214443 | 232 |  | 22769824 | 18444619
4. Recordkeeping Requirements
A. Read Instructions | Included in 3a
B. Implement Activities | na
C. Develop Record System | na | [14 empty] | e
D. Record Information
1) Records of Operating Parameter Values | 20 |  | 0 | 0 | 0 | 1 | 20 | 506 | 10120 | 1012 | 506 |  | 1100828.3 | 0 | 0 | c
2) Records of Startup, Shutdown, Malfunction | 15 | 0 | 0 | 0 | 0 | 1 | 15 | 506 | 7590 | 759 | 379.5 | 0 | 825621.225 | 0 | 0 | c
3) Records of Stack Tests | 2 |  | 0 | 0 | 0 | 1 | 2 | 506 | 1012 | 101.2 | 50.6 |  | 110082.83 | 0 | 0 | c
4) Records of Monitoring Device Calibrations | 2 |  | 0 | 0 | 0 | 1 | 2 | 506 | 1012 | 101.2 | 50.6 |  | 110082.83 | 0 | 0 | c
5) Records of All Compliance Reports Submitted | 2 | 0 | 0 | 0 | 0 | 2 | 4 | 506 | 2024 | 202.4 | 101.2 | 0 | 220165.66 | 0 | 0 | c
6) Records of Monthly Fuel Use | 0.5 |  | 0 | 0 | 0 | 12 | 6 | 506 | 3036 | 303.6 | 151.8 |  | 330248.49 | 0 | 0 | c
E. Personnel Training | 40 |  | 0 | 0 | 0 | 1 | 40 | 29 | 1160 | 116 | 58 |  | 126181.9 | 0 | 0 | k
F. Time for Audits | na
Recordkeeping Subtotal | [8 empty] | 25954 | 2595.4 | 1297.7 | 0 | 2823211.235 | 0 | 0 |  | 0
Totals | [8 empty] | 95389 | 9538.9 | 4769.45 | 0 | 10376176.9475 | 41214443 | 232
a The burden on existing sources to read and understand rule requirements, and submit an initial notification were assumed to all occur in year 1.
b Cost includes taking an inventory of facility equipment including age, operating schedules, square feet of the facility and other details necessary for preparing for the audit pre-screening, attending the energy audit, and reviewing audit report from the audit professional. Based on the distribution of facilities with affected boilers or process heaters, 87.4% of facilities are in the industrial sector while the remaining 12.6% of facilities are in the commercial sector.
c Since existing units have three years after the publication date of the final rule to submit initial notification of compliance status, conduct compliance activities, or meet recordkeeping or reporting requirements, it is assumed that half the affected units will conduct an audit, testing and monitoring plan development in year 2 and half will conduct them in year 3 in order to be in compliance by the third year after promulgation. Initial Notification of Compliance Reports and recordkeeping requirements will not begin until year 3 of this ICR.
d Cost per occurrence for energy audit professionals including an phone screening to discuss the facility prior to a visit, a 2 to 4 hour site visit, and an additional 2-4 hours to prepare a follow-up report on recommendations and findings. These site visits are assumed to be conducted by certified energy professionals.
e Assumes facility must already maintain records on boiler insurance and/or maintenance schedule. No new record system would be required.
f Only applies to large solid fuel boilers, because solid fuel boilers may fire a mix of non-homogeneous fuels. Assumed zero respondents for liquid and gas units.
g Existing large liquid units are expected to determine compliance for Hg and HCl through fuel analysis not stack testing.
h Only units less than 250 mmBtu/hr are expected to perform stack testing for PM. Units greater than 250 mmBtu/hr will be equipped with a PM CEMS
i Only 1 existing large liquid fuel unit is equipped with an ACI system. It is assumed that this unit will meet compliance in year 2. No burden from ACI system operation is expected in year 3
j Subsequent annual testing in year 2 are based on the number of sources that had an initial test in year 1 of this ICR. Subsequent semi-annual compliance reporting and recordkeeping requirements are based on the number of new sources in years 1 and 2 of this ICR.
k For on-going training activities to keep personnel updated in order to implement compliance activities.

## Fac-ExistLrgGas-Yr1
Table 3.A. Annual Respondent Burden and Cost of Recordkeeping and Reporting Requirements for the National Emission Standards
for Hazardous Air Pollutants (NESHAP) for Industrial, Commercial, and Institutional Boilers - Year 1, Existing Large Gas Fuel Units
Burden Item | (A) Respondent Hours per Occurrence (Technical hours) | (B) Emission Test Contractor Hours Per Occurrence | (B) Certified Energy Audit Cost per Occurrence | (C) Stack Testing and Fuel Analysis Cost Per Occurrence | (D) Other Non-Labor Costs Per Occurrence | (E) Number of Occurrences Per Respondent Per Year | (F) Technical Hours per Respondent Per Year (A X E) | (G) Number of Respondents Per Year | (H) Technical Hours per Year @ $98.20 (F X G) | (I) Clerical Hours per Year @ $48.53 (H X 0.1) | (J) Management Hours per Year @ $114.49 (H X .05) | (J) Emission Testing Contractor Hours per Year @ $80 (BxDxF) | (K) Total Labor Costs Per Year | (L) Total Non-Labor Capital Costs Per Year [(B+C+D)xExG] | (M) Total Number of Responses per Year (E X G) | Footnotes | Annualized Capital/start-up O&M | Total Capital (Monitor Purchase)
1. Applications | na
2. Surveys and Studies | na
3. Reporting Requirements
A. Read and Understand Rule Requirements | 40 |  | 0 | 0 | 0 | 1 | 40 | 529 | 21160 | 2116 | 1058 | 0 | 2301731.9 | 0 | 0 | a
B. Required Activities
1. Conduct Energy Audit
a) Commerical | 20 |  | 854 | 0 | 0 | 1 | 20 | 0 | 0 | 0 | 0 | 0 | 0 | 0 | 0 | b, c, d
b) Industrial | 20 |  | 18292 | 0 | 0 | 1 | 20 | 0 | 0 | 0 | 0 | 0 | 0 | 0 | 0 | b, c, d
2. Initial Stack Test and Report (for PM) | 12 |  | 0 | 5000 | 0 | 1 | 12 | 0 | 0 | 0 | 0 |  | 0 | 0 | 0 | c,j,k
3. Initial Stack Test and Report (for Hg) | 12 |  | 0 | 8000 | 0 | 1 | 12 | 0 | 0 | 0 | 0 |  | 0 | 0 | 0 | c,j,k
4. Initial Stack Test and Report (for HCl) | 12 |  | 0 | 8000 | 0 | 1 | 12 | 0 | 0 | 0 | 0 |  | 0 | 0 | 0 | c,j,k
5. Initial Stack Test and Report (for CO) | 12 |  | 0 | 7000 | 0 | 1 | 12 | 0 | 0 | 0 | 0 |  | 0 | 0 | 0 | c,j,k
6. Initial Stack Test and Report (for D/F) | 12 |  | 0 | 16000 | 0 | 1 | 12 | 0 | 0 | 0 | 0 |  | 0 | 0 | 0 | c,j,k
7. Annual Stack Test and Report (for PM) | 12 |  | 0 | 5000 | 0 | 1 | 12 | 0 | 0 | 0 | 0 |  | 0 | 0 | 0 | c,j,k
8. Annual Stack Test and Report (for Hg) | 12 |  | 0 | 8000 | 0 | 1 | 12 | 0 | 0 | 0 | 0 |  | 0 | 0 | 0 | c,j,k
9. Annual Stack Test and Report (for HCl) | 12 |  | 0 | 8000 | 0 | 1 | 12 | 0 | 0 | 0 | 0 |  | 0 | 0 | 0 | c,j,k
10. Annual Stack Test and Report (for CO) | 12 |  | 0 | 7000 | 0 | 1 | 12 | 0 | 0 | 0 | 0 |  | 0 | 0 | 0 | c,j,k
11. Annual Stack Test and Report (for D/F) | 12 |  | 0 | 16000 | 0 | 1 | 12 | 0 | 0 | 0 | 0 |  | 0 | 0 | 0 | c,j,k
12. Repeat Stack Test and Report if Switch Fuels (for Hg and HCl) | 24 |  | 0 | 16000 | 0 | 1 | 24 | 0 | 0 | 0 | 0 |  | 0 | 0 | 0 | c,f
13. Initial Fuel Analysis for Mercury and HCL Content | 5 |  | 0 | 400 | 0 | 1 | 5 | 0 | 0 | 0 | 0 |  | 0 | 0 | 0 | c,g
14. Monthly Fuel Analysis for Mercury and HCL Content | 5 |  | 0 | 400 | 0 | 12 | 60 | 0 | 0 | 0 | 0 |  | 0 | 0 | 0 | c,g
15. Continuous Parameter Monitoring
Establish Site-specific monitoring plan (all) | 40 |  | 0 |  | 0 | 1 | 40 | 0 | 0 | 0 | 0 |  | 0 | 0 | 0 | c
Opacity
a) initial | 10 |  | 0 | 0 | 43100 | 1 | 10 | 0 | 0 | 0 | 0 |  | 0 | 0 | 0 | c,h
b) annual | 10 |  | 0 | 0 | 14700 | 1 | 10 | 0 | 0 | 0 | 0 |  | 0 | 0 | 0 | c,h
PM (only sources greater than 250 mmBtu/hr)
a) initial | 10 |  | 0 | 0 | 158000 | 1 | 10 | 0 | 0 | 0 | 0 |  | 0 | 0 | 0 | c,h
b) annual | 10 |  | 0 | 0 | 56100 | 1 | 10 | 0 | 0 | 0 | 0 |  | 0 | 0 | 0 | c,h
O2
a) initial | 10 |  | 0 | 0 | 8523 | 1 | 10 | 0 | 0 | 0 | 0 |  | 0 | 0 | 0 | c
b) annual | 10 |  | 0 | 0 | 1436 | 1 | 10 | 0 | 0 | 0 | 0 |  | 0 | 0 | 0 | c
Scrubber System Monitoring and Operation (for units with wet scrubbers)
a) initial | 10 |  | 0 | 0 | 24300 | 1 | 10 | 0 | 0 | 0 | 0 |  | 0 | 0 | 0 | c
b) annual | 10 |  | 0 | 0 | 5600 | 1 | 10 | 0 | 0 | 0 | 0 |  | 0 | 0 | 0 | c
Bag Leak Detection System Operation (sources that have fabric filters)
a) initial | 10 |  | 0 | 0 | 25500 | 1 | 10 | 0 | 0 | 0 | 0 |  | 0 | 0 | 0 | c
b) annual | 10 |  | 0 | 0 | 9700 | 1 | 10 | 0 | 0 | 0 | 0 |  | 0 | 0 | 0 | c
16. Annual Tune-up | 12 |  | 0 | 2875 | 0 | 1 | 12 | 0 | 0 | 0 | 0 |  | 0 | 0 | 0 | c
17. Mercury and H2S Fuel Spec Analysis | 10 |  | 0 | 600 | 0 | 12 | 120 | 0 | 0 | 0 | 0 |  | 0 | 0 | 0 | c,i
C. Create Information | na
D. Gather Information | na
E. Report Preparation
1) Initial Notification that Source is Subject | 2 |  | 0 | 0 | 0 | 1 | 2 | 529 | 1058 | 105.8 | 52.9 | 0 | 115086.595 | 0 | 529 | a
2) Notification of Compliance Status | 8 |  | 0 | 0 | 0 | 1 | 8 | 0 | 0 | 0 | 0 | 0 | 0 | 0 | 0 | c
3) Initial Report on results of Energy Audit | 5 |  | 0 | 0 | 0 | 1 | 5 | 0 | 0 | 0 | 0 | 0 | 0 | 0 | 0 | c
4) Annual Compliance Report | 20 | 0 | 0 | 0 | 0 | 1 | 20 | 0 | 0 | 0 | 0 | 0 | 0 | 0 | 0 | c,L
5) Semi-annual Compliance Report | 20 | 0 | 0 | 0 | 0 | 2 | 40 | 0 | 0 | 0 | 0 | 0 | 0 | 0 | 0 | c,L
6) Notification of Alternative Fuel Use | 5 |  | 0 | 0 | 0 | 1 | 5 | 0 | 0 | 0 | 0 | 0 | 0 | 0 | 0 | c,m
Reporting Subtotal | [8 empty] | 22218 | 2221.8 | 1110.9 | 0 | 2416818.495 | 0 | 529 |  | 0 | 0
4. Recordkeeping Requirements
A. Read Instructions | Included in 3a
B. Implement Activities | na
C. Develop Record System | na | [14 empty] | e
D. Record Information
1) Records of Operating Parameter Values | 20 |  | 0 | 0 | 0 | 1 | 20 | 0 | 0 | 0 | 0 |  | 0 | 0 | 0 | c
2) Records of Startup, Shutdown, Malfunction | 15 | 0 | 0 | 0 | 0 | 1 | 15 | 0 | 0 | 0 | 0 | 0 | 0 | 0 | 0 | c
3) Records of Stack Tests | 2 |  | 0 | 0 | 0 | 1 | 2 | 0 | 0 | 0 | 0 |  | 0 | 0 | 0 | c
4) Records of Monitoring Device Calibrations | 2 |  | 0 | 0 | 0 | 1 | 2 | 0 | 0 | 0 | 0 |  | 0 | 0 | 0 | c
5) Records of All Annual Compliance Reports Submitted | 2 | 0 | 0 | 0 | 0 | 1 | 2 | 0 | 0 | 0 | 0 | 0 | 0 | 0 | 0 | c, L
6) Records of All Semi-Annual Compliance Reports Submitted | 2 | 0 | 0 | 0 | 0 | 2 | 4 | 0 | 0 | 0 | 0 | 0 | 0 | 0 | 0 | c, L
7) Records of Monthly Fuel Use | 0.5 |  | 0 | 0 | 0 | 12 | 6 | 0 | 0 | 0 | 0 |  | 0 | 0 | 0 | c,g
8) Records of Annual Tune-up | 0.25 |  | 0 | 0 | 0 | 1 | 0.25 | 0 | 0 | 0 | 0 | 0 | 0 | 0 | 0 | c
E. Personnel Training | 40 |  | 0 | 0 | 0 | 1 | 40 | 0 | 0 | 0 | 0 |  | 0 | 0 | 0 | n
F. Time for Audits | na
Recordkeeping Subtotal | [8 empty] | 0 | 0 | 0 | 0 | 0 | 0 | 0
Totals | [8 empty] | 22218 | 2221.8 | 1110.9 | 0 | 2416818.495 | 0 | 529
a Number of respondents based on number of existing large gas fuel boilers which includes natural, petroleum, and other gas fuel units greater than 10 mmBtu/hr (assumption of 8 units per facility).
b Cost includes taking an inventory of facility equipment including age, operating schedules, square feet of the facility and other details necessary for preparing for the audit pre-screening, attending the energy audit, and reviewing audit report from the audit professional. Based on the distribution of facilities with affected boilers or process heaters, 87.4% of facilities are in the industrial sector while the remaining 12.6% of facilities are in the commercial sector.
c Since existing units have three years after the publication date of the final rule to submit initial notification of compliance status, conduct compliance activities, or meet recordkeeping or reporting requirements, no burden is assumed in year 1.
d Cost per occurrence for energy audit professionals including an phone screening to discuss the facility prior to a visit, a 2 to 4 hour site visit, and an additional 2-4 hours to prepare a follow-up report on recommendations and findings. These site visits are assumed to be conducted by certified energy professionals.
e Assumes facility must already maintain records on boiler insurance and/or maintenance schedule. No new record system would be required.
f Only applies to large solid fuel boilers, because solid fuel boilers may fire a mix of non-homogeneous fuels. Assumed zero respondents for liquid and gas units.
g Existing large gas 2 units are expected to determine compliance through stack testing not fuel analysis
h Only gas 2 units less than 250 mmBtu/hr are expected to perform stack testing for PM. Gas 2 units greater than 250 mmBtu/hr will be equipped with a PM CEMS
i Number based on units which reported firing fuels other than natural or refinery gas.
j The units firing other process gases other than natural gas, refinery gases or other on-spec gas 1 fuels have limits for PM, HCl, Hg, D/F, and CO and are subject to testing and monitoring requirements for each pollutant.
k The recordkeeping and reporting requirements for natural gas fired units is to conduct an annual tune-up and document that the tune-up was completed. The documentation does not need to be submitted as a report unless requested by the Administrator.
L Only facilities with process gas (gas 2 units) subject to numerical emission limits are expected to be required to submit semi-annual compliance reports. Natural gas and refinery gas units are required to submit reports annually.
m Number based on 17.8% of the large gas 1 units using liquid instead of gas at some point.
n For on-going training activities to keep personnel updated in order to implement compliance activities.

## Fac-ExistLrgGas-Yr2
Table 3.B. Annual Respondent Burden and Cost of Recordkeeping and Reporting Requirements for the National Emission Standards
for Hazardous Air Pollutants (NESHAP) for Industrial, Commercial, and Institutional Boilers - Year 2, Existing Large Gas Fuel Units
Burden Item | (A) Respondent Hours per Occurrence (Technical hours) | (B) Emission Test Contractor Hours Per Occurrence | (B) Certified Energy Audit Cost per Occurrence | (C) Stack Testing and Fuel Analysis Cost Per Occurrence | (D) Other Non-Labor Costs Per Occurrence | (E) Number of Occurrences Per Respondent Per Year | (F) Technical Hours per Respondent Per Year (A X E) | (G) Number of Respondents Per Year | (H) Technical Hours per Year @ $98.20 (F X G) | (I) Clerical Hours per Year @ $48.53 (H X 0.1) | (J) Management Hours per Year @ $114.49 (H X .05) | (J) Emission Testing Contractor Hours per Year @ $80 (BxDxF) | (K) Total Labor Costs Per Year | (L) Total Non-Labor Capital Costs Per Year [(B+C+D)xExG] | (M) Total Number of Responses per Year (E X G) | Footnotes | Annualized Capital/start-up O&M | Total Capital (Monitor Purchase)
1. Applications | na
2. Surveys and Studies | na
3. Reporting Requirements
A. Read and Understand Rule Requirements | 40 |  | 0 | 0 | 0 | 1 | 40 | 0 | 0 | 0 | 0 | 0 | 0 | 0 | 0 | a
B. Required Activities
1. Conduct Energy Audit
a) Commerical | 20 |  | 854 | 0 | 0 | 1 | 20 | 33 | 660 | 66 | 33 | 0 | 71793.15 | 28182 | 0 | b, c, d
b) Industrial | 20 |  | 18292 | 0 | 0 | 1 | 20 | 231 | 4620 | 462 | 231 | 0 | 502552.05 | 4225452 | 0 | b, c, d
2. Initial Stack Test and Report (for PM) | 12 |  | 0 | 5000 | 0 | 1 | 12 | 36 | 432 | 43.2 | 21.6 |  | 46991.88 | 180000 | 0 | c,j,k
3. Initial Stack Test and Report (for Hg) | 12 |  | 0 | 8000 | 0 | 1 | 12 | 36 | 432 | 43.2 | 21.6 |  | 46991.88 | 288000 | 0 | c,j,k
4. Initial Stack Test and Report (for HCl) | 12 |  | 0 | 8000 | 0 | 1 | 12 | 36 | 432 | 43.2 | 21.6 |  | 46991.88 | 288000 | 0 | c,j,k
5. Initial Stack Test and Report (for CO) | 12 |  | 0 | 7000 | 0 | 1 | 12 | 36 | 432 | 43.2 | 21.6 |  | 46991.88 | 252000 | 0 | c,j,k
6. Initial Stack Test and Report (for D/F) | 12 |  | 0 | 16000 | 0 | 1 | 12 | 36 | 432 | 43.2 | 21.6 |  | 46991.88 | 576000 | 0 | c,j,k
7. Annual Stack Test and Report (for PM) | 12 |  | 0 | 5000 | 0 | 1 | 12 | 0 | 0 | 0 | 0 |  | 0 | 0 | 0 | c,j,k
8. Annual Stack Test and Report (for Hg) | 12 |  | 0 | 8000 | 0 | 1 | 12 | 0 | 0 | 0 | 0 |  | 0 | 0 | 0 | c,j,k
9. Annual Stack Test and Report (for HCl) | 12 |  | 0 | 8000 | 0 | 1 | 12 | 0 | 0 | 0 | 0 |  | 0 | 0 | 0 | c,j,k
10. Annual Stack Test and Report (for CO) | 12 |  | 0 | 7000 | 0 | 1 | 12 | 0 | 0 | 0 | 0 |  | 0 | 0 | 0 | c,j,k
11. Annual Stack Test and Report (for D/F) | 12 |  | 0 | 16000 | 0 | 1 | 12 | 0 | 0 | 0 | 0 |  | 0 | 0 | 0 | c,j,k
12. Repeat Stack Test and Report if Switch Fuels (for Hg and HCl) | 24 |  | 0 | 16000 | 0 | 1 | 24 | 0 | 0 | 0 | 0 |  | 0 | 0 | 0 | c,f
13. Initial Fuel Analysis for Mercury and HCL Content | 5 |  | 0 | 400 | 0 | 1 | 5 | 0 | 0 | 0 | 0 |  | 0 | 0 | 0 | c,g
14. Monthly Fuel Analysis for Mercury and HCL Content | 5 |  | 0 | 400 | 0 | 12 | 60 | 0 | 0 | 0 | 0 |  | 0 | 0 | 0 | c,g
15. Continuous Parameter Monitoring
Establish Site-specific monitoring plan (all) | 40 |  | 0 |  | 0 | 1 | 40 | 4 | 160 | 16 | 8 |  | 17404.4 | 0 | 0 | c
Opacity
a) initial | 10 |  | 0 | 0 | 43100 | 1 | 10 | 0 | 0 | 0 | 0 |  | 0 | 0 | 0 | c,h
b) annual | 10 |  | 0 | 0 | 14700 | 1 | 10 | 0 | 0 | 0 | 0 |  | 0 | 0 | 0 | c,h
PM (only sources greater than 250 mmBtu/hr)
a) initial | 10 |  | 0 | 0 | 158000 | 1 | 10 | 0 | 0 | 0 | 0 |  | 0 | 0 | 0 | c,h
b) annual | 10 |  | 0 | 0 | 56100 | 1 | 10 | 0 | 0 | 0 | 0 |  | 0 | 0 | 0 | c,h
O2
a) initial | 10 |  | 0 | 0 | 8523 | 1 | 10 | 36 | 360 | 36 | 18 |  | 39159.9 | 306828 | 0 | c
b) annual | 10 |  | 0 | 0 | 1436 | 1 | 10 | 36 | 360 | 36 | 18 |  | 39159.9 | 51696 | 0 | c
Scrubber System Monitoring and Operation (for units with wet scrubbers)
a) initial | 10 |  | 0 | 0 | 24300 | 1 | 10 | 1 | 10 | 1 | 0.5 |  | 1087.775 | 24300 | 0 | c
b) annual | 10 |  | 0 | 0 | 5600 | 1 | 10 | 1 | 10 | 1 | 0.5 |  | 1087.775 | 5600 | 0 | c
Bag Leak Detection System Operation (sources that have fabric filters)
a) initial | 10 |  | 0 | 0 | 25500 | 1 | 10 | 0 | 0 | 0 | 0 |  | 0 | 0 | 0 | c
b) annual | 10 |  | 0 | 0 | 9700 | 1 | 10 | 0 | 0 | 0 | 0 |  | 0 | 0 | 0 | c
16. Annual Tune-up | 12 |  | 0 | 2875 | 0 | 1 | 12 | 2194 | 26328 | 2632.8 | 1316.4 |  | 2863894.02 | 6307750 | 0 | c,k
17. Mercury and H2S Fuel Spec Analysis | 10 |  | 0 | 600 | 0 | 12 | 120 | 23 | 2760 | 276 | 138 |  | 300225.9 | 165600 | 0 | c,i
C. Create Information | na
D. Gather Information | na
E. Report Preparation
1) Initial Notification that Source is Subject | 2 |  | 0 | 0 | 0 | 1 | 2 | 0 | 0 | 0 | 0 | 0 | 0 | 0 | 0 | a
2) Notification of Compliance Status | 8 |  | 0 | 0 | 0 | 1 | 8 | 0 | 0 | 0 | 0 | 0 | 0 | 0 | 0 | c
3) Initial Report on results of Energy Audit | 5 |  | 0 | 0 | 0 | 1 | 5 | 0 | 0 | 0 | 0 | 0 | 0 | 0 | 0 | c
4) Annual Compliance Report | 20 | 0 | 0 | 0 | 0 | 1 | 20 | 0 | 0 | 0 | 0 | 0 | 0 | 0 | 0 | c, L
5) Semi-annual Compliance Report | 20 | 0 | 0 | 0 | 0 | 2 | 40 | 0 | 0 | 0 | 0 | 0 | 0 | 0 | 0 | c, L
6) Notification of Alternative Fuel Use | 5 |  | 0 | 0 | 0 | 1 | 5 | 0 | 0 | 0 | 0 | 0 | 0 | 0 | 0 | c,m
Reporting Subtotal | [8 empty] | 37428 | 3742.8 | 1871.4 | 0 | 4071324.27 | 12699408 | 0 |  | 12368280 | 331128
4. Recordkeeping Requirements
A. Read Instructions | Included in 3a
B. Implement Activities | na
C. Develop Record System | na | [14 empty] | e
D. Record Information
1) Records of Operating Parameter Values | 20 |  | 0 | 0 | 0 | 1 | 20 | 0 | 0 | 0 | 0 |  | 0 | 0 | 0 | c
2) Records of Startup, Shutdown, Malfunction | 15 | 0 | 0 | 0 | 0 | 1 | 15 | 0 | 0 | 0 | 0 | 0 | 0 | 0 | 0 | c
3) Records of Stack Tests | 2 |  | 0 | 0 | 0 | 1 | 2 | 0 | 0 | 0 | 0 |  | 0 | 0 | 0 | c
4) Records of Monitoring Device Calibrations | 2 |  | 0 | 0 | 0 | 1 | 2 | 0 | 0 | 0 | 0 |  | 0 | 0 | 0 | c
5) Records of All Annual Compliance Reports Submitted | 2 | 0 | 0 | 0 | 0 | 1 | 2 | 0 | 0 | 0 | 0 | 0 | 0 | 0 | 0 | c, L
6) Records of All Semi-Annual Compliance Reports Submitted | 2 | 0 | 0 | 0 | 0 | 2 | 4 | 0 | 0 | 0 | 0 | 0 | 0 | 0 | 0 | c, L
7) Records of Monthly Fuel Use | 0.5 |  | 0 | 0 | 0 | 12 | 6 | 0 | 0 | 0 | 0 |  | 0 | 0 | 0 | c,g
8) Records of Annual Tune-up | 0.25 |  | 0 | 0 | 0 | 1 | 0.25 | 0 | 0 | 0 | 0 | 0 | 0 | 0 | 0 | c
E. Personnel Training | 40 |  | 0 | 0 | 0 | 1 | 40 | 265 | 10600 | 1060 | 530 |  | 1153041.5 | 0 | 0 | n
F. Time for Audits | na
Recordkeeping Subtotal | [8 empty] | 10600 | 1060 | 530 | 0 | 1153041.5 | 0
Totals | [8 empty] | 48028 | 4802.8 | 2401.4 | 0 | 5224365.77 | 12699408 | 0
a The burden on existing sources to read and understand rule requirements, and submit an initial notification were assumed to all occur in year 1.
b Cost includes taking an inventory of facility equipment including age, operating schedules, square feet of the facility and other details necessary for preparing for the audit pre-screening, attending the energy audit, and reviewing audit report from the audit professional. Based on the distribution of facilities with affected boilers or process heaters, 87.4% of facilities are in the industrial sector while the remaining 12.6% of facilities are in the commercial sector.
c Since existing units have three years after the publication date of the final rule to submit initial notification of compliance status, conduct compliance activities, or meet recordkeeping or reporting requirements, it is assumed that half the affected units will conduct an audit, testing and monitoring plan development in year 2 and half will conduct them in year 3 in order to be in compliance by the third year after promulgation. Initial Notification of Compliance Reports and recordkeeping requirements will not begin until year 3 of this ICR.
d Cost per occurrence for energy audit professionals including an phone screening to discuss the facility prior to a visit, a 2 to 4 hour site visit, and an additional 2-4 hours to prepare a follow-up report on recommendations and findings. These site visits are assumed to be conducted by certified energy professionals.
e Assumes facility must already maintain records on boiler insurance and/or maintenance schedule. No new record system would be required.
f Only applies to large solid fuel boilers, because solid fuel boilers may fire a mix of non-homogeneous fuels. Assumed zero respondents for liquid and gas units.
g Existing large gas 2 units are expected to determine compliance through stack testing.
h Gas units are exempt from PM CEMS and opacity monitoring.
i Number based on units which reported firing fuels other than natural or refinery gas.
j The units firing other process gases other than natural gas, refinery gases or other on-spec gas 1 fuels have limits for PM, HCl, Hg, D/F, and CO and are subject to testing and monitoring requirements for each pollutant.
k The recordkeeping and reporting requirements for natural gas fired units is to conduct an annual tune-up and document that the tune-up was completed. The documentation does not need to be submitted as a report unless requested by the Administrator.
L Only facilities with process gas (gas 2 units) subject to numerical emission limits are expected to be required to submit semi-annual compliance reports. Natural gas and refinery gas units are required to submit reports annually.
m Number based on 17.8% of the large gas 1 units using liquid instead of gas at some point.
n For on-going training activities to keep personnel updated in order to implement compliance activities.

## Fac-ExistLrgGas-Yr3
Table 3.C. Annual Respondent Burden and Cost of Recordkeeping and Reporting Requirements for the National Emission Standards
for Hazardous Air Pollutants (NESHAP) for Industrial, Commercial, and Institutional Boilers - Year 3, Existing Large Gas Fuel Units
Burden Item | (A) Respondent Hours per Occurrence (Technical hours) | (B) Emission Test Contractor Hours Per Occurrence | (B) Certified Energy Audit Cost per Occurrence | (C) Stack Testing and Fuel Analysis Cost Per Occurrence | (D) Other Non-Labor Costs Per Occurrence | (E) Number of Occurrences Per Respondent Per Year | (F) Technical Hours per Respondent Per Year (A X E) | (G) Number of Respondents Per Year | (H) Technical Hours per Year @ $98.20 (F X G) | (I) Clerical Hours per Year @ $48.53 (H X 0.1) | (J) Management Hours per Year @ $114.49 (H X .05) | (J) Emission Testing Contractor Hours per Year @ $80 (BxDxF) | (K) Total Labor Costs Per Year | (L) Total Non-Labor Capital Costs Per Year [(B+C+D)xExG] | (M) Total Number of Responses per Year (E X G) | Footnotes | Annualized Capital/start-up O&M | Total Capital (Monitor Purchase)
1. Applications | na
2. Surveys and Studies | na
3. Reporting Requirements
A. Read and Understand Rule Requirements | 40 |  | 0 | 0 | 0 | 1 | 40 | 0 | 0 | 0 | 0 | 0 | 0 | 0 | 0 | a
B. Required Activities
1. Conduct Energy Audit
a) Commerical | 20 |  | 854 | 0 | 0 | 1 | 20 | 33 | 660 | 66 | 33 | 0 | 71793.15 | 28182 | 0 | b, c, d
b) Industrial | 20 |  | 18292 | 0 | 0 | 1 | 20 | 231 | 4620 | 462 | 231 | 0 | 502552.05 | 4225452 | 0 | b, c, d
2. Initial Stack Test and Report (for PM) | 12 |  | 0 | 5000 | 0 | 1 | 12 | 35 | 420 | 42 | 21 |  | 45686.55 | 175000 | 0 | c,j,k
3. Initial Stack Test and Report (for Hg) | 12 |  | 0 | 8000 | 0 | 1 | 12 | 35 | 420 | 42 | 21 |  | 45686.55 | 280000 | 0 | c,j,k
4. Initial Stack Test and Report (for HCl) | 12 |  | 0 | 8000 | 0 | 1 | 12 | 35 | 420 | 42 | 21 |  | 45686.55 | 280000 | 0 | c,j,k
5. Initial Stack Test and Report (for CO) | 12 |  | 0 | 7000 | 0 | 1 | 12 | 35 | 420 | 42 | 21 |  | 45686.55 | 245000 | 0 | c,j,k
6. Initial Stack Test and Report (for D/F) | 12 |  | 0 | 16000 | 0 | 1 | 12 | 35 | 420 | 42 | 21 |  | 45686.55 | 560000 | 0 | c,j,k
7. Annual Stack Test and Report (for PM) | 12 |  | 0 | 5000 | 0 | 1 | 12 | 36 | 432 | 43.2 | 21.6 |  | 46991.88 | 180000 | 0 | c,j,k
8. Annual Stack Test and Report (for Hg) | 12 |  | 0 | 8000 | 0 | 1 | 12 | 36 | 432 | 43.2 | 21.6 |  | 46991.88 | 288000 | 0 | c,j,k
9. Annual Stack Test and Report (for HCl) | 12 |  | 0 | 8000 | 0 | 1 | 12 | 36 | 432 | 43.2 | 21.6 |  | 46991.88 | 288000 | 0 | c,j,k
10. Annual Stack Test and Report (for CO) | 12 |  | 0 | 7000 | 0 | 1 | 12 | 36 | 432 | 43.2 | 21.6 |  | 46991.88 | 252000 | 0 | c,j,k
11. Annual Stack Test and Report (for D/F) | 12 |  | 0 | 16000 | 0 | 1 | 12 | 36 | 432 | 43.2 | 21.6 |  | 46991.88 | 576000 | 0 | c,j,k
12. Repeat Stack Test and Report if Switch Fuels (for Hg and HCl) | 24 |  | 0 | 16000 | 0 | 1 | 24 | 0 | 0 | 0 | 0 |  | 0 | 0 | 0 | c,f
13. Initial Fuel Analysis for Mercury and HCL Content | 5 |  | 0 | 400 | 0 | 1 | 5 | 0 | 0 | 0 | 0 |  | 0 | 0 | 0 | c,g
14. Monthly Fuel Analysis for Mercury and HCL Content | 5 |  | 0 | 400 | 0 | 12 | 60 | 0 | 0 | 0 | 0 |  | 0 | 0 | 0 | c,g
15. Continuous Parameter Monitoring
Establish Site-specific monitoring plan (all) | 40 |  | 0 |  | 0 | 1 | 40 | 4 | 160 | 16 | 8 |  | 17404.4 | 0 | 0 | c
Opacity
a) initial | 10 |  | 0 | 0 | 43100 | 1 | 10 | 0 | 0 | 0 | 0 |  | 0 | 0 | 0 | c,h
b) annual | 10 |  | 0 | 0 | 14700 | 1 | 10 | 0 | 0 | 0 | 0 |  | 0 | 0 | 0 | c,h
PM (only sources greater than 250 mmBtu/hr)
a) initial | 10 |  | 0 | 0 | 158000 | 1 | 10 | 0 | 0 | 0 | 0 |  | 0 | 0 | 0 | c,h
b) annual | 10 |  | 0 | 0 | 56100 | 1 | 10 | 0 | 0 | 0 | 0 |  | 0 | 0 | 0 | c,h
O2
a) initial | 10 |  | 0 | 0 | 8523 | 1 | 10 | 35 | 350 | 35 | 17.5 |  | 38072.125 | 298305 | 0 | c
b) annual | 10 |  | 0 | 0 | 1436 | 1 | 10 | 35 | 350 | 35 | 17.5 |  | 38072.125 | 50260 | 0 | c
Scrubber System Monitoring and Operation (for units with wet scrubbers)
a) initial | 10 |  | 0 | 0 | 24300 | 1 | 10 | 0 | 0 | 0 | 0 |  | 0 | 0 | 0 | c
b) annual | 10 |  | 0 | 0 | 5600 | 1 | 10 | 0 | 0 | 0 | 0 |  | 0 | 0 | 0 | c
Bag Leak Detection System Operation (sources that have fabric filters)
a) initial | 10 |  | 0 | 0 | 25500 | 1 | 10 | 0 | 0 | 0 | 0 |  | 0 | 0 | 0 | c
b) annual | 10 |  | 0 | 0 | 9700 | 1 | 10 | 0 | 0 | 0 | 0 |  | 0 | 0 | 0 | c
16. Annual Tune-up | 12 |  | 0 | 2875 | 0 | 1 | 12 | 4388 | 52656 | 5265.6 | 2632.8 |  | 5727788.04 | 12615500 | 0 | c,k
17. Mercury and H2S Fuel Spec Analysis | 10 |  | 0 | 600 | 0 | 12 | 120 | 22 | 2640 | 264 | 132 |  | 287172.6 | 158400 | 0 | c,i
C. Create Information | na
D. Gather Information | na
E. Report Preparation
1) Initial Notification that Source is Subject | 2 |  | 0 | 0 | 0 | 1 | 2 | 0 | 0 | 0 | 0 | 0 | 0 | 0 | 0 | a
2) Notification of Compliance Status | 8 |  | 0 | 0 | 0 | 1 | 8 | 529 | 4232 | 423.2 | 211.6 | 0 | 460346.38 | 0 | 529 | c
3) Initial Report on results of Energy Audit | 5 |  | 0 | 0 | 0 | 1 | 5 | 529 | 2645 | 264.5 | 132.25 | 0 | 287716.4875 | 0 | 529 | c
4) Annual Compliance Report | 20 | 0 | 0 | 0 | 0 | 1 | 20 | 521 | 10420 | 1042 | 521 | 0 | 1133461.55 | 0 | 521 | c, L
5) Semi-annual Compliance Report | 20 | 0 | 0 | 0 | 0 | 2 | 40 | 8 | 320 | 32 | 16 | 0 | 34808.8 | 0 | 16 | c, L
6) Notification of Alternative Fuel Use | 5 |  | 0 | 0 | 0 | 1 | 5 | 781 | 3905 | 390.5 | 195.25 | 0 | 424776.1375 | 0 | 781 | c,m
Reporting Subtotal | [8 empty] | 87218 | 8721.8 | 4360.9 | 0 | 9487355.995 | 20500099 | 2376 |  | 20201794 | 50260
4. Recordkeeping Requirements
A. Read Instructions | Included in 3a
B. Implement Activities | na
C. Develop Record System | na | [14 empty] | e
D. Record Information
1) Records of Operating Parameter Values | 20 |  | 0 | 0 | 0 | 1 | 20 | 71 | 1420 | 142 | 71 |  | 154464.05 | 0 | 0 | c
2) Records of Startup, Shutdown, Malfunction | 15 | 0 | 0 | 0 | 0 | 1 | 15 | 71 | 1065 | 106.5 | 53.25 | 0 | 115848.0375 | 0 | 0 | c
3) Records of Stack Tests | 2 |  | 0 | 0 | 0 | 1 | 2 | 71 | 142 | 14.2 | 7.1 |  | 15446.405 | 0 | 0 | c
4) Records of Monitoring Device Calibrations | 2 |  | 0 | 0 | 0 | 1 | 2 | 71 | 142 | 14.2 | 7.1 |  | 15446.405 | 0 | 0 | c
5) Records of All Annual Compliance Reports Submitted | 2 | 0 | 0 | 0 | 0 | 1 | 2 | 4388 | 8776 | 877.6 | 438.8 | 0 | 954631.34 | 0 | 0 | c, L
6) Records of All Semi-Annual Compliance Reports Submitted | 2 | 0 | 0 | 0 | 0 | 2 | 4 | 71 | 284 | 28.4 | 14.2 | 0 | 30892.81 | 0 | 0 | c, L
7) Records of Monthly Fuel Use | 0.5 |  | 0 | 0 | 0 | 12 | 6 | 4459 | 26754 | 2675.4 | 1337.7 |  | 2910233.235 | 0 | 0 | c,g
8) Records of Annual Tune-up | 0.25 |  | 0 | 0 | 0 | 1 | 0.25 | 4388 | 1097 | 109.7 | 54.85 | 0 | 119328.9175 | 0 | 0 | c
E. Personnel Training | 40 |  | 0 | 0 | 0 | 1 | 40 | 264 | 10560 | 1056 | 528 |  | 1148690.4 | 0 | 0 | n
F. Time for Audits | na
Recordkeeping Subtotal | [8 empty] | 50240 | 5024 | 2512 | 0 | 5464981.6 | 0
Totals | [8 empty] | 137458 | 13745.8 | 6872.9 | 0 | 14952337.595 | 20500099 | 2376
a The burden on existing sources to read and understand rule requirements, and submit an initial notification were assumed to all occur in year 1.
b Cost includes taking an inventory of facility equipment including age, operating schedules, square feet of the facility and other details necessary for preparing for the audit pre-screening, attending the energy audit, and reviewing audit report from the audit professional. Based on the distribution of facilities with affected boilers or process heaters, 87.4% of facilities are in the industrial sector while the remaining 12.6% of facilities are in the commercial sector.
c Since existing units have three years after the publication date of the final rule to submit initial notification of compliance status, conduct compliance activities, or meet recordkeeping or reporting requirements, it is assumed that half the affected units will conduct an audit, testing and monitoring plan development in year 2 and half will conduct them in year 3 in order to be in compliance by the third year after promulgation. Initial Notification of Compliance Reports and recordkeeping requirements will not begin until year 3 of this ICR.
d Cost per occurrence for energy audit professionals including an phone screening to discuss the facility prior to a visit, a 2 to 4 hour site visit, and an additional 2-4 hours to prepare a follow-up report on recommendations and findings. These site visits are assumed to be conducted by certified energy professionals.
e Assumes facility must already maintain records on boiler insurance and/or maintenance schedule. No new record system would be required.
f Only applies to large solid fuel boilers, because solid fuel boilers may fire a mix of non-homogeneous fuels. Assumed zero respondents for liquid and gas units.
g Existing large gas 2 units are expected to determine compliance through stack testing.
h Gas units are exempt from PM CEMS and opacity monitoring.
i Number based on units which reported firing fuels other than natural or refinery gas.
j The units firing other process gases other than natural gas, refinery gases or other on-spec gas 1 fuels have limits for PM, HCl, Hg, D/F, and CO and are subject to testing and monitoring requirements for each pollutant.
k The recordkeeping and reporting requirements for natural gas fired units is to conduct an annual tune-up and document that the tune-up was completed. The documentation does not need to be submitted as a report unless requested by the Administrator.
L Only facilities with process gas (gas 2 units) subject to numerical emission limits are expected to be required to submit semi-annual compliance reports. Natural gas and refinery gas units are required to submit reports annually.
m Number based on 17.8% of the large gas 1 units using liquid instead of gas at some point.
n For on-going training activities to keep personnel updated in order to implement compliance activities.

## Fac-NewLrgSolid-Yr1
Table 4.A. Annual Respondent Burden and Cost of Recordkeeping and Reporting Requirements for the National Emission Standards
for Hazardous Air Pollutants (NESHAP) for Industrial, Commercial, and Institutional Boilers - Year 1, New Large Solid Fuel Units
Burden Item | (A) Respondent Hours per Occurrence (Technical hours) | (B) Emission Test Contractor Hours Per Occurrence | (B) Certified Energy Audit Cost per Occurrence | (C) Stack Testing and Fuel Analysis Cost Per Occurrence | (D) Other Non-Labor Costs Per Occurrence | (E) Number of Occurrences Per Respondent Per Year | (F) Technical Hours per Respondent Per Year (A X E) | (G) Number of Respondents Per Year | (H) Technical Hours per Year @ $98.20 (F X G) | (I) Clerical Hours per Year @ $48.53 (H X 0.1) | (J) Management Hours per Year @ $114.49 (H X .05) | (J) Emission Testing Contractor Hours per Year @ $80 (BxDxF) | (K) Total Labor Costs Per Year | (L) Total Non-Labor Capital Costs Per Year [(B+C+D)xExG] | (M) Total Number of Responses per Year (E X G) | Footnotes | Annualized Capital/start-up O&M | Total Capital (Monitor Purchase)
1. Applications | na
2. Surveys and Studies | na
3. Reporting Requirements
A. Read and Understand Rule Requirements | 40 |  | 0 | 0 | 0 | 1 | 40 | 0 | 0 | 0 | 0 | 0 | 0 | 0 | 0 | a
B. Required Activities
1. Initial Stack Test and Report (for PM) | 12 |  | 0 | 5000 | 0 | 1 | 12 | 0 | 0 | 0 | 0 |  | 0 | 0 | 0
2. Initial Stack Test and Report (for Hg) | 12 |  | 0 | 8000 | 0 | 1 | 12 | 0 | 0 | 0 | 0 |  | 0 | 0 | 0
3. Initial Stack Test and Report (for HCl) | 12 |  | 0 | 8000 | 0 | 1 | 12 | 0 | 0 | 0 | 0 |  | 0 | 0 | 0
4. Initial Stack Test and Report (for CO) | 12 |  | 0 | 7000 | 0 | 1 | 12 | 0 | 0 | 0 | 0 |  | 0 | 0 | 0
5. Initial Stack Test and Report (for D/F) | 12 |  | 0 | 16000 | 0 | 1 | 12 | 0 | 0 | 0 | 0 |  | 0 | 0 | 0
6. Annual Stack Test and Report (for PM) | 12 |  | 0 | 5000 | 0 | 1 | 12 | 0 | 0 | 0 | 0 |  | 0 | 0 | 0
7. Annual Stack Test and Report (for Hg) | 12 |  | 0 | 8000 | 0 | 1 | 12 | 0 | 0 | 0 | 0 |  | 0 | 0 | 0
8. Annual Stack Test and Report (for HCl) | 12 |  | 0 | 8000 | 0 | 1 | 12 | 0 | 0 | 0 | 0 |  | 0 | 0 | 0
9. Annual Stack Test and Report (for CO) | 12 |  | 0 | 7000 | 0 | 1 | 12 | 0 | 0 | 0 | 0 |  | 0 | 0 | 0
10. Annual Stack Test and Report (for D/F) | 12 |  | 0 | 16000 | 0 | 1 | 12 | 0 | 0 | 0 | 0 |  | 0 | 0 | 0
11. Repeat Stack Test and Report if Switch Fuels (for Hg and HCl) | 24 |  | 0 | 16000 | 0 | 1 | 24 | 0 | 0 | 0 | 0 |  | 0 | 0 | 0
12. Initial Fuel Analysis for Mercury and HCL Content | 5 |  | 0 | 400 | 0 | 1 | 5 | 0 | 0 | 0 | 0 |  | 0 | 0 | 0
13. Monthly Fuel Analysis for Mercury and HCL Content | 5 |  | 0 | 400 | 0 | 12 | 60 | 0 | 0 | 0 | 0 |  | 0 | 0 | 0
14. Continuous Parameter Monitoring
Establish Site-specific monitoring plan (all) | 40 |  | 0 |  | 0 | 1 | 40 | 0 | 0 | 0 | 0 |  | 0 | 0 | 0
Opacity
a) initial | 10 |  | 0 | 0 | 43100 | 1 | 10 | 0 | 0 | 0 | 0 |  | 0 | 0 | 0
b) annual | 10 |  | 0 | 0 | 14700 | 1 | 10 | 0 | 0 | 0 | 0 |  | 0 | 0 | 0
PM (only sources greater than 250 mmBtu/hr)
a) initial | 10 |  | 0 | 0 | 158000 | 1 | 10 | 0 | 0 | 0 | 0 |  | 0 | 0 | 0
b) annual | 10 |  | 0 | 0 | 56100 | 1 | 10 | 0 | 0 | 0 | 0 |  | 0 | 0 | 0
O2
a) initial | 10 |  | 0 | 0 | 8523 | 1 | 10 | 0 | 0 | 0 | 0 |  | 0 | 0 | 0
b) annual | 10 |  | 0 | 0 | 1436 | 1 | 10 | 0 | 0 | 0 | 0 |  | 0 | 0 | 0
Scrubber System Monitoring and Operation (for units with wet scrubbers)
a) initial | 10 |  | 0 | 0 | 24300 | 1 | 10 | 0 | 0 | 0 | 0 |  | 0 | 0 | 0
b) annual | 10 |  | 0 | 0 | 5600 | 1 | 10 | 0 | 0 | 0 | 0 |  | 0 | 0 | 0
Bag Leak Detection System Operation (sources that have fabric filters)
a) initial | 10 |  | 0 | 0 | 25500 | 1 | 10 | 0 | 0 | 0 | 0 |  | 0 | 0 | 0
b) annual | 10 |  | 0 | 0 | 9700 | 1 | 10 | 0 | 0 | 0 | 0 |  | 0 | 0 | 0
Carbon Injection Monitoring System (all sources that use ACI to control Hg)
a) initial | 10 |  | 0 | 0 | 115000 | 1 | 10 | 0 | 0 | 0 | 0 |  | 0 | 0 | 0
b) annual | 10 |  | 0 | 0 | 9700 | 1 | 10 | 0 | 0 | 0 | 0 |  | 0 | 0 | 0
C. Create Information | na
D. Gather Information | na
E. Report Preparation
1) Initial Notification that Source is Subject | 2 |  | 0 | 0 | 0 | 1 | 2 | 0 | 0 | 0 | 0 | 0 | 0 | 0 | 0
2) Notification of Compliance Status | 8 |  | 0 | 0 | 0 | 1 | 8 | 0 | 0 | 0 | 0 | 0 | 0 | 0 | 0
3) Semi-annual Compliance Report | 20 | 0 | 0 | 0 | 0 | 2 | 40 | 0 | 0 | 0 | 0 | 0 | 0 | 0 | 0
Reporting Subtotal | [8 empty] | 0 | 0 | 0 | 0 | 0 | 0 | 0 |  | 0 | 0
4. Recordkeeping Requirements
A. Read Instructions | Included in 3a
B. Implement Activities | na
C. Develop Record System | na
D. Record Information
1) Records of Operating Parameter Values | 20 |  | 0 | 0 | 0 | 1 | 20 | 0 | 0 | 0 | 0 |  | 0 | 0 | 0
2) Records of Startup, Shutdown, Malfunction | 15 | 0 | 0 | 0 | 0 | 1 | 15 | 0 | 0 | 0 | 0 | 0 | 0 | 0 | 0
3) Records of Stack Tests | 2 |  | 0 | 0 | 0 | 1 | 2 | 0 | 0 | 0 | 0 |  | 0 | 0 | 0
4) Records of Monitoring Device Calibrations | 2 |  | 0 | 0 | 0 | 1 | 2 | 0 | 0 | 0 | 0 |  | 0 | 0 | 0
5) Records of All Compliance Reports Submitted | 2 | 0 | 0 | 0 | 0 | 2 | 4 | 0 | 0 | 0 | 0 | 0 | 0 | 0 | 0
6) Records of Monthly Fuel Use | 0.5 |  | 0 | 0 | 0 | 12 | 6 | 0 | 0 | 0 | 0 |  | 0 | 0 | 0
E. Personnel Training | 40 |  | 0 | 0 | 0 | 1 | 40 | 0 | 0 | 0 | 0 |  | 0 | 0 | 0
F. Time for Audits | na
Recordkeeping Subtotal | [8 empty] | 0 | 0 | 0 | 0 | 0 | 0 |  |  | 0
Totals | [8 empty] | 0 | 0 | 0 | 0 | 0 | 0 | 0
a There are no new large solid units expected to be constructed/reconstructed over the next 5 years

## Fac-NewLrgSolid-Yr2
Table 4.B. Annual Respondent Burden and Cost of Recordkeeping and Reporting Requirements for the National Emission Standards
for Hazardous Air Pollutants (NESHAP) for Industrial, Commercial, and Institutional Boilers - Year 2, New Large Solid Fuel Units
Burden Item | (A) Respondent Hours per Occurrence (Technical hours) | (B) Emission Test Contractor Hours Per Occurrence | (B) Certified Energy Audit Cost per Occurrence | (C) Stack Testing and Fuel Analysis Cost Per Occurrence | (D) Other Non-Labor Costs Per Occurrence | (E) Number of Occurrences Per Respondent Per Year | (F) Technical Hours per Respondent Per Year (A X E) | (G) Number of Respondents Per Year | (H) Technical Hours per Year @ $98.20 (F X G) | (I) Clerical Hours per Year @ $48.53 (H X 0.1) | (J) Management Hours per Year @ $114.49 (H X .05) | (J) Emission Testing Contractor Hours per Year @ $80 (BxDxF) | (K) Total Labor Costs Per Year | (L) Total Non-Labor Capital Costs Per Year [(B+C+D)xExG] | (M) Total Number of Responses per Year (E X G) | Footnotes | Annualized Capital/start-up O&M | Total Capital (Monitor Purchase)
1. Applications | na
2. Surveys and Studies | na
3. Reporting Requirements
A. Read and Understand Rule Requirements | 40 |  | 0 | 0 | 0 | 1 | 40 | 0 | 0 | 0 | 0 | 0 | 0 | 0 | 0 | a
B. Required Activities
1. Initial Stack Test and Report (for PM) | 12 |  | 0 | 5000 | 0 | 1 | 12 | 0 | 0 | 0 | 0 |  | 0 | 0 | 0
2. Initial Stack Test and Report (for Hg) | 12 |  | 0 | 8000 | 0 | 1 | 12 | 0 | 0 | 0 | 0 |  | 0 | 0 | 0
3. Initial Stack Test and Report (for HCl) | 12 |  | 0 | 8000 | 0 | 1 | 12 | 0 | 0 | 0 | 0 |  | 0 | 0 | 0
4. Initial Stack Test and Report (for CO) | 12 |  | 0 | 7000 | 0 | 1 | 12 | 0 | 0 | 0 | 0 |  | 0 | 0 | 0
5. Initial Stack Test and Report (for D/F) | 12 |  | 0 | 16000 | 0 | 1 | 12 | 0 | 0 | 0 | 0 |  | 0 | 0 | 0
6. Annual Stack Test and Report (for PM) | 12 |  | 0 | 5000 | 0 | 1 | 12 | 0 | 0 | 0 | 0 |  | 0 | 0 | 0
7. Annual Stack Test and Report (for Hg) | 12 |  | 0 | 8000 | 0 | 1 | 12 | 0 | 0 | 0 | 0 |  | 0 | 0 | 0
8. Annual Stack Test and Report (for HCl) | 12 |  | 0 | 8000 | 0 | 1 | 12 | 0 | 0 | 0 | 0 |  | 0 | 0 | 0
9. Annual Stack Test and Report (for CO) | 12 |  | 0 | 7000 | 0 | 1 | 12 | 0 | 0 | 0 | 0 |  | 0 | 0 | 0
10. Annual Stack Test and Report (for D/F) | 12 |  | 0 | 16000 | 0 | 1 | 12 | 0 | 0 | 0 | 0 |  | 0 | 0 | 0
11. Repeat Stack Test and Report if Switch Fuels (for Hg and HCl) | 24 |  | 0 | 16000 | 0 | 1 | 24 | 0 | 0 | 0 | 0 |  | 0 | 0 | 0
12. Initial Fuel Analysis for Mercury and HCL Content | 5 |  | 0 | 400 | 0 | 1 | 5 | 0 | 0 | 0 | 0 |  | 0 | 0 | 0
13. Monthly Fuel Analysis for Mercury and HCL Content | 5 |  | 0 | 400 | 0 | 12 | 60 | 0 | 0 | 0 | 0 |  | 0 | 0 | 0
14. Continuous Parameter Monitoring
Establish Site-specific monitoring plan (all) | 40 |  | 0 |  | 0 | 1 | 40 | 0 | 0 | 0 | 0 |  | 0 | 0 | 0
Opacity
a) initial | 10 |  | 0 | 0 | 43100 | 1 | 10 | 0 | 0 | 0 | 0 |  | 0 | 0 | 0
b) annual | 10 |  | 0 | 0 | 14700 | 1 | 10 | 0 | 0 | 0 | 0 |  | 0 | 0 | 0
PM (only sources greater than 250 mmBtu/hr)
a) initial | 10 |  | 0 | 0 | 158000 | 1 | 10 | 0 | 0 | 0 | 0 |  | 0 | 0 | 0
b) annual | 10 |  | 0 | 0 | 56100 | 1 | 10 | 0 | 0 | 0 | 0 |  | 0 | 0 | 0
O2
a) initial | 10 |  | 0 | 0 | 8523 | 1 | 10 | 0 | 0 | 0 | 0 |  | 0 | 0 | 0
b) annual | 10 |  | 0 | 0 | 1436 | 1 | 10 | 0 | 0 | 0 | 0 |  | 0 | 0 | 0
Scrubber System Monitoring and Operation (for units with wet scrubbers)
a) initial | 10 |  | 0 | 0 | 24300 | 1 | 10 | 0 | 0 | 0 | 0 |  | 0 | 0 | 0
b) annual | 10 |  | 0 | 0 | 5600 | 1 | 10 | 0 | 0 | 0 | 0 |  | 0 | 0 | 0
Bag Leak Detection System Operation (sources that have fabric filters)
a) initial | 10 |  | 0 | 0 | 25500 | 1 | 10 | 0 | 0 | 0 | 0 |  | 0 | 0 | 0
b) annual | 10 |  | 0 | 0 | 9700 | 1 | 10 | 0 | 0 | 0 | 0 |  | 0 | 0 | 0
Carbon Injection Monitoring System (all sources that use ACI to control Hg)
a) initial | 10 |  | 0 | 0 | 115000 | 1 | 10 | 0 | 0 | 0 | 0 |  | 0 | 0 | 0
b) annual | 10 |  | 0 | 0 | 9700 | 1 | 10 | 0 | 0 | 0 | 0 |  | 0 | 0 | 0
C. Create Information | na
D. Gather Information | na
E. Report Preparation
1) Initial Notification that Source is Subject | 2 |  | 0 | 0 | 0 | 1 | 2 | 0 | 0 | 0 | 0 | 0 | 0 | 0 | 0
2) Notification of Compliance Status | 8 |  | 0 | 0 | 0 | 1 | 8 | 0 | 0 | 0 | 0 | 0 | 0 | 0 | 0
3) Semi-annual Compliance Report | 20 | 0 | 0 | 0 | 0 | 2 | 40 | 0 | 0 | 0 | 0 | 0 | 0 | 0 | 0
Reporting Subtotal | [8 empty] | 0 | 0 | 0 | 0 | 0 | 0 | 0 |  | 0 | 0
4. Recordkeeping Requirements
A. Read Instructions | Included in 3a
B. Implement Activities | na
C. Develop Record System | na
D. Record Information
1) Records of Operating Parameter Values | 20 |  | 0 | 0 | 0 | 1 | 20 | 0 | 0 | 0 | 0 |  | 0 | 0 | 0
2) Records of Startup, Shutdown, Malfunction | 15 | 0 | 0 | 0 | 0 | 1 | 15 | 0 | 0 | 0 | 0 | 0 | 0 | 0 | 0
3) Records of Stack Tests | 2 |  | 0 | 0 | 0 | 1 | 2 | 0 | 0 | 0 | 0 |  | 0 | 0 | 0
4) Records of Monitoring Device Calibrations | 2 |  | 0 | 0 | 0 | 1 | 2 | 0 | 0 | 0 | 0 |  | 0 | 0 | 0
5) Records of All Compliance Reports Submitted | 2 | 0 | 0 | 0 | 0 | 2 | 4 | 0 | 0 | 0 | 0 | 0 | 0 | 0 | 0
6) Records of Monthly Fuel Use | 0.5 |  | 0 | 0 | 0 | 12 | 6 | 0 | 0 | 0 | 0 |  | 0 | 0 | 0
E. Personnel Training | 40 |  | 0 | 0 | 0 | 1 | 40 | 0 | 0 | 0 | 0 |  | 0 | 0 | 0
F. Time for Audits | na
Recordkeeping Subtotal | [8 empty] | 0 | 0 | 0 | 0 | 0 | 0 |  |  | 0
Totals | [8 empty] | 0 | 0 | 0 | 0 | 0 | 0 | 0
a There are no new large solid units expected to be constructed/reconstructed over the next 5 years

## Fac-NewLrgSolid-Yr3
Table 4.C. Annual Respondent Burden and Cost of Recordkeeping and Reporting Requirements for the National Emission Standards
for Hazardous Air Pollutants (NESHAP) for Industrial, Commercial, and Institutional Boilers - Year 3, New Large Solid Fuel Units
Burden Item | (A) Respondent Hours per Occurrence (Technical hours) | (B) Emission Test Contractor Hours Per Occurrence | (B) Certified Energy Audit Cost per Occurrence | (C) Stack Testing and Fuel Analysis Cost Per Occurrence | (D) Other Non-Labor Costs Per Occurrence | (E) Number of Occurrences Per Respondent Per Year | (F) Technical Hours per Respondent Per Year (A X E) | (G) Number of Respondents Per Year | (H) Technical Hours per Year @ $98.20 (F X G) | (I) Clerical Hours per Year @ $48.53 (H X 0.1) | (J) Management Hours per Year @ $114.49 (H X .05) | (J) Emission Testing Contractor Hours per Year @ $80 (BxDxF) | (K) Total Labor Costs Per Year | (L) Total Non-Labor Capital Costs Per Year [(B+C+D)xExG] | (M) Total Number of Responses per Year (E X G) | Footnotes | Annualized Capital/start-up O&M | Total Capital (Monitor Purchase)
1. Applications | na
2. Surveys and Studies | na
3. Reporting Requirements | [14 empty] | 0
A. Read and Understand Rule Requirements | 40 |  | 0 | 0 | 0 | 1 | 40 | 0 | 0 | 0 | 0 | 0 | 0 | 0 | 0 | a
B. Required Activities
1. Initial Stack Test and Report (for PM) | 12 |  | 0 | 5000 | 0 | 1 | 12 | 0 | 0 | 0 | 0 |  | 0 | 0 | 0
2. Initial Stack Test and Report (for Hg) | 12 |  | 0 | 8000 | 0 | 1 | 12 | 0 | 0 | 0 | 0 |  | 0 | 0 | 0
3. Initial Stack Test and Report (for HCl) | 12 |  | 0 | 8000 | 0 | 1 | 12 | 0 | 0 | 0 | 0 |  | 0 | 0 | 0
4. Initial Stack Test and Report (for CO) | 12 |  | 0 | 7000 | 0 | 1 | 12 | 0 | 0 | 0 | 0 |  | 0 | 0 | 0
5. Initial Stack Test and Report (for D/F) | 12 |  | 0 | 16000 | 0 | 1 | 12 | 0 | 0 | 0 | 0 |  | 0 | 0 | 0
6. Annual Stack Test and Report (for PM) | 12 |  | 0 | 5000 | 0 | 1 | 12 | 0 | 0 | 0 | 0 |  | 0 | 0 | 0
7. Annual Stack Test and Report (for Hg) | 12 |  | 0 | 8000 | 0 | 1 | 12 | 0 | 0 | 0 | 0 |  | 0 | 0 | 0
8. Annual Stack Test and Report (for HCl) | 12 |  | 0 | 8000 | 0 | 1 | 12 | 0 | 0 | 0 | 0 |  | 0 | 0 | 0
9. Annual Stack Test and Report (for CO) | 12 |  | 0 | 7000 | 0 | 1 | 12 | 0 | 0 | 0 | 0 |  | 0 | 0 | 0
10. Annual Stack Test and Report (for D/F) | 12 |  | 0 | 16000 | 0 | 1 | 12 | 0 | 0 | 0 | 0 |  | 0 | 0 | 0
11. Repeat Stack Test and Report if Switch Fuels (for Hg and HCl) | 24 |  | 0 | 16000 | 0 | 1 | 24 | 0 | 0 | 0 | 0 |  | 0 | 0 | 0
12. Initial Fuel Analysis for Mercury and HCL Content | 5 |  | 0 | 400 | 0 | 1 | 5 | 0 | 0 | 0 | 0 |  | 0 | 0 | 0
13. Monthly Fuel Analysis for Mercury and HCL Content | 5 |  | 0 | 400 | 0 | 12 | 60 | 0 | 0 | 0 | 0 |  | 0 | 0 | 0
14. Continuous Parameter Monitoring
Establish Site-specific monitoring plan (all) | 40 |  | 0 |  | 0 | 1 | 40 | 0 | 0 | 0 | 0 |  | 0 | 0 | 0
Opacity
a) initial | 10 |  | 0 | 0 | 43100 | 1 | 10 | 0 | 0 | 0 | 0 |  | 0 | 0 | 0
b) annual | 10 |  | 0 | 0 | 14700 | 1 | 10 | 0 | 0 | 0 | 0 |  | 0 | 0 | 0
PM (only sources greater than 250 mmBtu/hr)
a) initial | 10 |  | 0 | 0 | 158000 | 1 | 10 | 0 | 0 | 0 | 0 |  | 0 | 0 | 0
b) annual | 10 |  | 0 | 0 | 56100 | 1 | 10 | 0 | 0 | 0 | 0 |  | 0 | 0 | 0
O2
a) initial | 10 |  | 0 | 0 | 8523 | 1 | 10 | 0 | 0 | 0 | 0 |  | 0 | 0 | 0
b) annual | 10 |  | 0 | 0 | 1436 | 1 | 10 | 0 | 0 | 0 | 0 |  | 0 | 0 | 0
Scrubber System Monitoring and Operation (for units with wet scrubbers)
a) initial | 10 |  | 0 | 0 | 24300 | 1 | 10 | 0 | 0 | 0 | 0 |  | 0 | 0 | 0
b) annual | 10 |  | 0 | 0 | 5600 | 1 | 10 | 0 | 0 | 0 | 0 |  | 0 | 0 | 0
Bag Leak Detection System Operation (sources that have fabric filters)
a) initial | 10 |  | 0 | 0 | 25500 | 1 | 10 | 0 | 0 | 0 | 0 |  | 0 | 0 | 0
b) annual | 10 |  | 0 | 0 | 9700 | 1 | 10 | 0 | 0 | 0 | 0 |  | 0 | 0 | 0
Carbon Injection Monitoring System (all sources that use ACI to control Hg)
a) initial | 10 |  | 0 | 0 | 115000 | 1 | 10 | 0 | 0 | 0 | 0 |  | 0 | 0 | 0
b) annual | 10 |  | 0 | 0 | 9700 | 1 | 10 | 0 | 0 | 0 | 0 |  | 0 | 0 | 0
C. Create Information | na
D. Gather Information | na
E. Report Preparation
1) Initial Notification that Source is Subject | 2 |  | 0 | 0 | 0 | 1 | 2 | 0 | 0 | 0 | 0 | 0 | 0 | 0 | 0
2) Notification of Compliance Status | 8 |  | 0 | 0 | 0 | 1 | 8 | 0 | 0 | 0 | 0 | 0 | 0 | 0 | 0
3) Semi-annual Compliance Report | 20 | 0 | 0 | 0 | 0 | 2 | 40 | 0 | 0 | 0 | 0 | 0 | 0 | 0 | 0
Reporting Subtotal | [8 empty] | 0 | 0 | 0 | 0 | 0 | 0 | 0 |  | 0 | 0
4. Recordkeeping Requirements
A. Read Instructions | Included in 3a
B. Implement Activities | na
C. Develop Record System | na
D. Record Information
1) Records of Operating Parameter Values | 20 |  | 0 | 0 | 0 | 1 | 20 | 0 | 0 | 0 | 0 |  | 0 | 0 | 0
2) Records of Startup, Shutdown, Malfunction | 15 | 0 | 0 | 0 | 0 | 1 | 15 | 0 | 0 | 0 | 0 | 0 | 0 | 0 | 0
3) Records of Stack Tests | 2 |  | 0 | 0 | 0 | 1 | 2 | 0 | 0 | 0 | 0 |  | 0 | 0 | 0
4) Records of Monitoring Device Calibrations | 2 |  | 0 | 0 | 0 | 1 | 2 | 0 | 0 | 0 | 0 |  | 0 | 0 | 0
5) Records of All Compliance Reports Submitted | 2 | 0 | 0 | 0 | 0 | 2 | 4 | 0 | 0 | 0 | 0 | 0 | 0 | 0 | 0
6) Records of Monthly Fuel Use | 0.5 |  | 0 | 0 | 0 | 12 | 6 | 0 | 0 | 0 | 0 |  | 0 | 0 | 0
E. Personnel Training | 40 |  | 0 | 0 | 0 | 1 | 40 | 0 | 0 | 0 | 0 |  | 0 | 0 | 0
F. Time for Audits | na
Recordkeeping Subtotal | [8 empty] | 0 | 0 | 0 | 0 | 0 | 0 | 0 |  | 0
Totals | [8 empty] | 0 | 0 | 0 | 0 | 0 | 0 | 0
a There are no new large solid units expected to be constructed/reconstructed over the next 5 years

## Fac-NewLrgLiquid-Yr1
Table 5.A. Annual Respondent Burden and Cost of Recordkeeping and Reporting Requirements for the National Emission Standards
for Hazardous Air Pollutants (NESHAP) for Industrial, Commercial, and Institutional Boilers - Year 1, New Large Liquid Fuel Units
Burden Item | (A) Respondent Hours per Occurrence (Technical hours) | (B) Emission Test Contractor Hours Per Occurrence | (B) Certified Energy Audit Cost per Occurrence | (C) Stack Testing and Fuel Analysis Cost Per Occurrence | (D) Other Non-Labor Costs Per Occurrence | (E) Number of Occurrences Per Respondent Per Year | (F) Technical Hours per Respondent Per Year (A X E) | (G) Number of Respondents Per Year | (H) Technical Hours per Year @ $98.20 (F X G) | (I) Clerical Hours per Year @ $48.53 (H X 0.1) | (J) Management Hours per Year @ $114.49 (H X .05) | (J) Emission Testing Contractor Hours per Year @ $80 (BxDxF) | (K) Total Labor Costs Per Year | (L) Total Non-Labor Capital Costs Per Year [(B+C+D)xExG] | (M) Total Number of Responses per Year (E X G) | Footnotes | Annualized Capital/start-up O&M | Total Capital (Monitor Purchase)
1. Applications | na
2. Surveys and Studies | na
3. Reporting Requirements
A. Read and Understand Rule Requirements | 40 |  | 0 | 0 | 0 | 1 | 40 | 2 | 80 | 8 | 4 | 0 | 8702.2 | 0 | 0 | a
B. Required Activities
1. Initial Stack Test and Report (for PM) | 12 |  | 0 | 5000 | 0 | 1 | 12 | 3 | 36 | 3.6 | 1.8 |  | 3915.99 | 15000 | 0 | a,h
2. Initial Stack Test and Report (for Hg) | 12 |  | 0 | 8000 | 0 | 1 | 12 | 0 | 0 | 0 | 0 |  | 0 | 0 | 0 | a
3. Initial Stack Test and Report (for HCl) | 12 |  | 0 | 8000 | 0 | 1 | 12 | 0 | 0 | 0 | 0 |  | 0 | 0 | 0 | a
4. Initial Stack Test and Report (for CO) | 12 |  | 0 | 7000 | 0 | 1 | 12 | 4 | 48 | 4.8 | 2.4 |  | 5221.32 | 28000 | 0 | a
5. Initial Stack Test and Report (for D/F) | 12 |  | 0 | 16000 | 0 | 1 | 12 | 4 | 48 | 4.8 | 2.4 |  | 5221.32 | 64000 | 0 | a
6. Annual Stack Test and Report (for PM) | 12 |  | 0 | 5000 | 0 | 1 | 12 | 0 | 0 | 0 | 0 |  | 0 | 0 | 0 | a,j
7. Annual Stack Test and Report (for Hg) | 12 |  | 0 | 8000 | 0 | 1 | 12 | 0 | 0 | 0 | 0 |  | 0 | 0 | 0 | a,j
8. Annual Stack Test and Report (for HCl) | 12 |  | 0 | 8000 | 0 | 1 | 12 | 0 | 0 | 0 | 0 |  | 0 | 0 | 0 | a,j
9. Annual Stack Test and Report (for CO) | 12 |  | 0 | 7000 | 0 | 1 | 12 | 0 | 0 | 0 | 0 |  | 0 | 0 | 0 | a,j
10. Annual Stack Test and Report (for D/F) | 12 |  | 0 | 16000 | 0 | 1 | 12 | 0 | 0 | 0 | 0 |  | 0 | 0 | 0 | a,j
11. Repeat Stack Test and Report if Switch Fuels (for Hg and HCl) | 24 |  | 0 | 16000 | 0 | 1 | 24 | 0 | 0 | 0 | 0 |  | 0 | 0 | 0 | c,k
12. Initial Fuel Analysis for Mercury and HCL Content | 5 |  | 0 | 400 | 0 | 1 | 5 | 4 | 20 | 2 | 1 |  | 2175.55 | 1600 | 0 | a,g
13. Monthly Fuel Analysis for Mercury and HCL Content | 5 |  | 0 | 400 | 0 | 12 | 60 | 0 | 0 | 0 | 0 |  | 0 | 0 | 0 | a,g
14. Continuous Parameter Monitoring
Establish Site-specific monitoring plan (all) | 40 |  | 0 |  | 0 | 1 | 40 | 2 | 80 | 8 | 4 |  | 8702.2 | 0 | 0 | a
Opacity | [14 empty] | 0
a) initial | 10 |  | 0 | 0 | 43100 | 1 | 10 | 0 | 0 | 0 | 0 |  | 0 | 0 | 0 | a
b) annual | 10 |  | 0 | 0 | 14700 | 1 | 10 | 0 | 0 | 0 | 0 |  | 0 | 0 | 0 | a
PM (only sources greater than 250 mmBtu/hr)
a) initial | 10 |  | 0 | 0 | 158000 | 1 | 10 | 1 | 10 | 1 | 0.5 |  | 1087.775 | 158000 | 0 | a,c
b) annual | 10 |  | 0 | 0 | 56100 | 1 | 10 | 1 | 10 | 1 | 0.5 |  | 1087.775 | 56100 | 0 | a,c
O2
a) initial | 10 |  | 0 | 0 | 8523 | 1 | 10 | 4 | 40 | 4 | 2 |  | 4351.1 | 34092 | 0 | a
b) annual | 10 |  | 0 | 0 | 1436 | 1 | 10 | 4 | 40 | 4 | 2 |  | 4351.1 | 5744 | 0 | a
Scrubber System Monitoring and Operation (for units with wet scrubbers)
a) initial | 10 |  | 0 | 0 | 24300 | 1 | 10 | 4 | 40 | 4 | 2 |  | 4351.1 | 97200 | 0 | a
b) annual | 10 |  | 0 | 0 | 5600 | 1 | 10 | 4 | 40 | 4 | 2 |  | 4351.1 | 22400 | 0 | a
Bag Leak Detection System Operation (sources that have fabric filters)
a) initial | 10 |  | 0 | 0 | 25500 | 1 | 10 | 2 | 20 | 2 | 1 |  | 2175.55 | 51000 | 0 | a
b) annual | 10 |  | 0 | 0 | 9700 | 1 | 10 | 2 | 20 | 2 | 1 |  | 2175.55 | 19400 | 0 | a
Carbon Injection Monitoring System (all sources that use ACI to control Hg)
a) initial | 10 |  | 0 | 0 | 115000 | 1 | 10 | 3 | 30 | 3 | 1.5 |  | 3263.325 | 345000 | 0 | a
b) annual | 10 |  | 0 | 0 | 9700 | 1 | 10 | 3 | 30 | 3 | 1.5 |  | 3263.325 | 29100 | 0 | a
C. Create Information | na
D. Gather Information | na
E. Report Preparation
1) Initial Notification that Source is Subject | 2 |  | 0 | 0 | 0 | 1 | 2 | 2 | 4 | 0.4 | 0.2 | 0 | 435.11 | 0 | 2 | a
2) Notification of Compliance Status | 8 |  | 0 | 0 | 0 | 1 | 8 | 2 | 16 | 1.6 | 0.8 | 0 | 1740.44 | 0 | 2 | a
3) Semi-annual Compliance Report | 20 | 0 | 0 | 0 | 0 | 2 | 40 | 2 | 80 | 8 | 4 | 0 | 8702.2 | 0 | 4 | a
Reporting Subtotal | [8 empty] | 692 | 69.2 | 34.6 | 0 | 75274.03 | 926636 | 8 |  | 241344 | 685292
4. Recordkeeping Requirements
A. Read Instructions | Included in 3a
B. Implement Activities | na
C. Develop Record System | na | [14 empty] | e
D. Record Information
1) Records of Operating Parameter Values | 20 |  | 0 | 0 | 0 | 1 | 20 | 4 | 80 | 8 | 4 |  | 8702.2 | 0 | 0 | a
2) Records of Startup, Shutdown, Malfunction | 15 | 0 | 0 | 0 | 0 | 1 | 15 | 4 | 60 | 6 | 3 | 0 | 6526.65 | 0 | 0 | a
3) Records of Stack Tests | 2 |  | 0 | 0 | 0 | 1 | 2 | 4 | 8 | 0.8 | 0.4 |  | 870.22 | 0 | 0 | a
4) Records of Monitoring Device Calibrations | 2 |  | 0 | 0 | 0 | 1 | 2 | 4 | 8 | 0.8 | 0.4 |  | 870.22 | 0 | 0 | a
5) Records of All Compliance Reports Submitted | 2 | 0 | 0 | 0 | 0 | 2 | 4 | 4 | 16 | 1.6 | 0.8 | 0 | 1740.44 | 0 | 0 | a
6) Records of Monthly Fuel Use | 0.5 |  | 0 | 0 | 0 | 12 | 6 | 4 | 24 | 2.4 | 1.2 |  | 2610.66 | 0 | 0 | a,g
E. Personnel Training | 40 |  | 0 | 0 | 0 | 1 | 40 | 2 | 80 | 8 | 4 |  | 8702.2 | 0 | 0 | i
F. Time for Audits | na
Recordkeeping Subtotal | [8 empty] | 276 | 27.6 | 13.8 | 0 | 30022.59 | 0 |  |  | 0
Totals | [8 empty] | 968 | 96.8 | 48.4 | 0 | 105296.62 | 926636 | 8
a The total number of new large liquid fuel boilers estimated in the first 3 years of this rule is 10. In order to calculate a per year estimate of the number of boilers required to meet these rule requirements, the number of projected boilers is divided by 3, or 3 boilers per year, in the first year 4 new boilers are projected. 4 new facilities will be subject in the first 3 years. It is assumed that 2 facilities will report in in year 1, and 1 facility per year in years 2 and 3.
b A one-time requirement.
c Only one unit is greater than 250 mmBtu/hr. This unit is counted during the first year
d Cost per occurrence for energy audit professionals including an phone screening to discuss the facility prior to a visit, a 2 to 4 hour site visit, and an additional 2-4 hours to prepare a follow-up report on recommendations and findings. These site visits are assumed to be conducted by certified energy professionals. Based on the distribution projected new fuel consumption, 75% of facilities are in the commercial sector while the remaining 25% of facilities are in the industrial sector. It is assumed that one of the five facilities will be at an industrial facility.
e Assumes facility must already maintain records on boiler insurance and/or maintenance schedule. No new record system would be required.
g New large liquid units are expected to determine compliance through fuel analysis not stack testing
h Only units less than 250 mmBtu/hr are expected to perform stack testing for PM. Units greater than 250 mmBtu/hr will be equipped with a PM CEMS
i For on-going training activities to keep personnel updated in order to implement compliance activities.
j No annual test and reporting burden is shown in year 1 as this is the same year as the initial test and report.
k Only applies to large solid fuel boilers, because solid fuel boilers may fire a mix of non-homogeneous fuels. Assumed zero respondents for liquid and gas units.

## Fac-NewLrgLiquid-Yr2
Table 5.B. Annual Respondent Burden and Cost of Recordkeeping and Reporting Requirements for the National Emission Standards
for Hazardous Air Pollutants (NESHAP) for Industrial, Commercial, and Institutional Boilers - Year 2, New Large Liquid Fuel Units
Burden Item | (A) Respondent Hours per Occurrence (Technical hours) | (B) Emission Test Contractor Hours Per Occurrence | (B) Certified Energy Audit Cost per Occurrence | (C) Stack Testing and Fuel Analysis Cost Per Occurrence | (D) Other Non-Labor Costs Per Occurrence | (E) Number of Occurrences Per Respondent Per Year | (F) Technical Hours per Respondent Per Year (A X E) | (G) Number of Respondents Per Year | (H) Technical Hours per Year @ $98.20 (F X G) | (I) Clerical Hours per Year @ $48.53 (H X 0.1) | (J) Management Hours per Year @ $114.49 (H X .05) | (J) Emission Testing Contractor Hours per Year @ $80 (BxDxF) | (K) Total Labor Costs Per Year | (L) Total Non-Labor Capital Costs Per Year [(B+C+D)xExG] | (M) Total Number of Responses per Year (E X G) | Footnotes | Annualized Capital/start-up O&M | Total Capital (Monitor Purchase)
1. Applications | na
2. Surveys and Studies | na
3. Reporting Requirements
A. Read and Understand Rule Requirements | 40 |  | 0 | 0 | 0 | 1 | 40 | 1 | 40 | 4 | 2 | 0 | 4351.1 | 0 | 0 | a
B. Required Activities
1. Initial Stack Test and Report (for PM) | 12 |  | 0 | 5000 | 0 | 1 | 12 | 3 | 36 | 3.6 | 1.8 |  | 3915.99 | 15000 | 0 | a,h
2. Initial Stack Test and Report (for Hg) | 12 |  | 0 | 8000 | 0 | 1 | 12 | 0 | 0 | 0 | 0 |  | 0 | 0 | 0 | a
3. Initial Stack Test and Report (for HCl) | 12 |  | 0 | 8000 | 0 | 1 | 12 | 0 | 0 | 0 | 0 |  | 0 | 0 | 0 | a
4. Initial Stack Test and Report (for CO) | 12 |  | 0 | 7000 | 0 | 1 | 12 | 3 | 36 | 3.6 | 1.8 |  | 3915.99 | 21000 | 0 | a
5. Initial Stack Test and Report (for D/F) | 12 |  | 0 | 16000 | 0 | 1 | 12 | 3 | 36 | 3.6 | 1.8 |  | 3915.99 | 48000 | 0 | a
6. Annual Stack Test and Report (for PM) | 12 |  | 0 | 5000 | 0 | 1 | 12 | 3 | 36 | 3.6 | 1.8 |  | 3915.99 | 15000 | 0 | a,j
7. Annual Stack Test and Report (for Hg) | 12 |  | 0 | 8000 | 0 | 1 | 12 | 0 | 0 | 0 | 0 |  | 0 | 0 | 0 | a,j
8. Annual Stack Test and Report (for HCl) | 12 |  | 0 | 8000 | 0 | 1 | 12 | 0 | 0 | 0 | 0 |  | 0 | 0 | 0 | a,j
9. Annual Stack Test and Report (for CO) | 12 |  | 0 | 7000 | 0 | 1 | 12 | 4 | 48 | 4.8 | 2.4 |  | 5221.32 | 28000 | 0 | a,j
10. Annual Stack Test and Report (for D/F) | 12 |  | 0 | 16000 | 0 | 1 | 12 | 4 | 48 | 4.8 | 2.4 |  | 5221.32 | 64000 | 0 | a,j
11. Repeat Stack Test and Report if Switch Fuels (for Hg and HCl) | 24 |  | 0 | 16000 | 0 | 1 | 24 | 0 | 0 | 0 | 0 |  | 0 | 0 | 0 | c,k
12. Initial Fuel Analysis for Mercury and HCL Content | 5 |  | 0 | 400 | 0 | 1 | 5 | 3 | 15 | 1.5 | 0.75 |  | 1631.6625 | 1200 | 0 | a,g
13. Monthly Fuel Analysis for Mercury and HCL Content | 5 |  | 0 | 400 | 0 | 12 | 60 | 4 | 240 | 24 | 12 |  | 26106.6 | 19200 | 0 | a,g
14. Continuous Parameter Monitoring
Establish Site-specific monitoring plan (all) | 40 |  | 0 |  | 0 | 1 | 40 | 1 | 40 | 4 | 2 |  | 4351.1 | 0 | 0 | a
Opacity | [14 empty] | 0
a) initial | 10 |  | 0 | 0 | 43100 | 1 | 10 | 0 | 0 | 0 | 0 |  | 0 | 0 | 0 | a
b) annual | 10 |  | 0 | 0 | 14700 | 1 | 10 | 0 | 0 | 0 | 0 |  | 0 | 0 | 0 | a
PM (only sources greater than 250 mmBtu/hr)
a) initial | 10 |  | 0 | 0 | 158000 | 1 | 10 | 0 | 0 | 0 | 0 |  | 0 | 0 | 0 | a,c
b) annual | 10 |  | 0 | 0 | 56100 | 1 | 10 | 1 | 10 | 1 | 0.5 |  | 1087.775 | 56100 | 0 | a,c
O2
a) initial | 10 |  | 0 | 0 | 8523 | 1 | 10 | 3 | 30 | 3 | 1.5 |  | 3263.325 | 25569 | 0 | a
b) annual | 10 |  | 0 | 0 | 1436 | 1 | 10 | 7 | 70 | 7 | 3.5 |  | 7614.425 | 10052 | 0 | a
Scrubber System Monitoring and Operation (for units with wet scrubbers)
a) initial | 10 |  | 0 | 0 | 24300 | 1 | 10 | 3 | 30 | 3 | 1.5 |  | 3263.325 | 72900 | 0 | a
b) annual | 10 |  | 0 | 0 | 5600 | 1 | 10 | 7 | 70 | 7 | 3.5 |  | 7614.425 | 39200 | 0 | a
Bag Leak Detection System Operation (sources that have fabric filters)
a) initial | 10 |  | 0 | 0 | 25500 | 1 | 10 | 1 | 10 | 1 | 0.5 |  | 1087.775 | 25500 | 0 | a
b) annual | 10 |  | 0 | 0 | 9700 | 1 | 10 | 3 | 30 | 3 | 1.5 |  | 3263.325 | 29100 | 0 | a
Carbon Injection Monitoring System (all sources that use ACI to control Hg)
a) initial | 10 |  | 0 | 0 | 115000 | 1 | 10 | 3 | 30 | 3 | 1.5 |  | 3263.325 | 345000 | 0 | a
b) annual | 10 |  | 0 | 0 | 9700 | 1 | 10 | 6 | 60 | 6 | 3 |  | 6526.65 | 58200 | 0 | a
C. Create Information | na
D. Gather Information | na
E. Report Preparation
1) Initial Notification that Source is Subject | 2 |  | 0 | 0 | 0 | 1 | 2 | 1 | 2 | 0.2 | 0.1 | 0 | 217.555 | 0 | 1 | a
2) Notification of Compliance Status | 8 |  | 0 | 0 | 0 | 1 | 8 | 1 | 8 | 0.8 | 0.4 | 0 | 870.22 | 0 | 1 | a
3) Semi-annual Compliance Report | 20 | 0 | 0 | 0 | 0 | 2 | 40 | 3 | 120 | 12 | 6 | 0 | 13053.3 | 0 | 6 | a
Reporting Subtotal | [8 empty] | 1045 | 104.5 | 52.25 | 0 | 113672.4875 | 873021 | 8 |  | 404052 | 468969
4. Recordkeeping Requirements
A. Read Instructions | Included in 3a
B. Implement Activities | na
C. Develop Record System | na | [14 empty] | e
D. Record Information
1) Records of Operating Parameter Values | 20 |  | 0 | 0 | 0 | 1 | 20 | 7 | 140 | 14 | 7 |  | 15228.85 | 0 | 0 | a
2) Records of Startup, Shutdown, Malfunction | 15 | 0 | 0 | 0 | 0 | 1 | 15 | 7 | 105 | 10.5 | 5.25 | 0 | 11421.6375 | 0 | 0 | a
3) Records of Stack Tests | 2 |  | 0 | 0 | 0 | 1 | 2 | 7 | 14 | 1.4 | 0.7 |  | 1522.885 | 0 | 0 | a
4) Records of Monitoring Device Calibrations | 2 |  | 0 | 0 | 0 | 1 | 2 | 7 | 14 | 1.4 | 0.7 |  | 1522.885 | 0 | 0 | a
5) Records of All Compliance Reports Submitted | 2 | 0 | 0 | 0 | 0 | 2 | 4 | 7 | 28 | 2.8 | 1.4 | 0 | 3045.77 | 0 | 0 | a
6) Records of Monthly Fuel Use | 0.5 |  | 0 | 0 | 0 | 12 | 6 | 7 | 42 | 4.2 | 2.1 |  | 4568.655 | 0 | 0 | a,g
E. Personnel Training | 40 |  | 0 | 0 | 0 | 1 | 40 | 1 | 40 | 4 | 2 |  | 4351.1 | 0 | 0 | i
F. Time for Audits | na
Recordkeeping Subtotal | [8 empty] | 383 | 38.3 | 19.15 | 0 | 41661.7825 | 0 | 0 |  | 0
Totals | [8 empty] | 1428 | 142.8 | 71.4 | 0 | 155334.27 | 873021 | 8
a The total number of new large liquid fuel boilers estimated in the first 3 years of this rule is 10. In order to calculate a per year estimate of the number of boilers required to meet these rule requirements, the number of projected boilers is divided by 3, or 3 boilers per year, in the first year 4 new boilers are projected. 4 new facilities will be subject in the first 3 years. It is assumed that 2 facilities will report in in year 1, and 1 facility per year in years 2 and 3.
b Energy audits are not required for new sources.
c Only one unit is greater than 250 mmBtu/hr. This unit is counted during the first year
d Subsequent annual testing in year 2 are based on the number of sources that had an initial test in year 1 of this ICR. Subsequent semi-annual compliance reporting and recordkeeping requirements are based on the number of new sources in years 1 and 2 of this ICR. Since fuel analysis is only required once every five years, no burden is assigned in year 2.
e Assumes facility must already maintain records on boiler insurance and/or maintenance schedule. No new record system would be required.
g New large liquid units are expected to determine compliance through fuel analysis not stack testing
h Only units less than 250 mmBtu/hr are expected to perform stack testing for PM. Units greater than 250 mmBtu/hr will be equipped with a PM CEMS
i For on-going training activities to keep personnel updated in order to implement compliance activities.
j No annual test and reporting burden is shown in year 1 as this is the same year as the initial test and report.
k Only applies to large solid fuel boilers, because solid fuel boilers may fire a mix of non-homogeneous fuels. Assumed zero respondents for liquid and gas units.

## Fac-NewLrgLiquid-Yr3
Table 5.C. Annual Respondent Burden and Cost of Recordkeeping and Reporting Requirements for the National Emission Standards
for Hazardous Air Pollutants (NESHAP) for Industrial, Commercial, and Institutional Boilers - Year 3, New Large Liquid Fuel Units
Burden Item | (A) Respondent Hours per Occurrence (Technical hours) | (B) Emission Test Contractor Hours Per Occurrence | (B) Certified Energy Audit Cost per Occurrence | (C) Stack Testing and Fuel Analysis Cost Per Occurrence | (D) Other Non-Labor Costs Per Occurrence | (E) Number of Occurrences Per Respondent Per Year | (F) Technical Hours per Respondent Per Year (A X E) | (G) Number of Respondents Per Year | (H) Technical Hours per Year @ $98.20 (F X G) | (I) Clerical Hours per Year @ $48.53 (H X 0.1) | (J) Management Hours per Year @ $114.49 (H X .05) | (J) Emission Testing Contractor Hours per Year @ $80 (BxDxF) | (K) Total Labor Costs Per Year | (L) Total Non-Labor Capital Costs Per Year [(B+C+D)xExG] | (M) Total Number of Responses per Year (E X G) | Footnotes | Annualized Capital/start-up O&M | Total Capital (Monitor Purchase)
1. Applications | na
2. Surveys and Studies | na
3. Reporting Requirements
A. Read and Understand Rule Requirements | 40 |  | 0 | 0 | 0 | 1 | 40 | 1 | 40 | 4 | 2 | 0 | 4351.1 | 0 | 0 | a
B. Required Activities
1. Initial Stack Test and Report (for PM) | 12 |  | 0 | 5000 | 0 | 1 | 12 | 3 | 36 | 3.6 | 1.8 |  | 3915.99 | 15000 | 0 | a,h
2. Initial Stack Test and Report (for Hg) | 12 |  | 0 | 8000 | 0 | 1 | 12 | 0 | 0 | 0 | 0 |  | 0 | 0 | 0 | a
3. Initial Stack Test and Report (for HCl) | 12 |  | 0 | 8000 | 0 | 1 | 12 | 0 | 0 | 0 | 0 |  | 0 | 0 | 0 | a
4. Initial Stack Test and Report (for CO) | 12 |  | 0 | 7000 | 0 | 1 | 12 | 3 | 36 | 3.6 | 1.8 |  | 3915.99 | 21000 | 0 | a
5. Initial Stack Test and Report (for D/F) | 12 |  | 0 | 16000 | 0 | 1 | 12 | 3 | 36 | 3.6 | 1.8 |  | 3915.99 | 48000 | 0 | a
6. Annual Stack Test and Report (for PM) | 12 |  | 0 | 5000 | 0 | 1 | 12 | 6 | 72 | 7.2 | 3.6 |  | 7831.98 | 30000 | 0 | a,j
7. Annual Stack Test and Report (for Hg) | 12 |  | 0 | 8000 | 0 | 1 | 12 | 0 | 0 | 0 | 0 |  | 0 | 0 | 0 | a,j
8. Annual Stack Test and Report (for HCl) | 12 |  | 0 | 8000 | 0 | 1 | 12 | 0 | 0 | 0 | 0 |  | 0 | 0 | 0 | a,j
9. Annual Stack Test and Report (for CO) | 12 |  | 0 | 7000 | 0 | 1 | 12 | 7 | 84 | 8.4 | 4.2 |  | 9137.31 | 49000 | 0 | a,j
10. Annual Stack Test and Report (for D/F) | 12 |  | 0 | 16000 | 0 | 1 | 12 | 7 | 84 | 8.4 | 4.2 |  | 9137.31 | 112000 | 0 | a,j
11. Repeat Stack Test and Report if Switch Fuels (for Hg and HCl) | 24 |  | 0 | 16000 | 0 | 1 | 24 | 0 | 0 | 0 | 0 |  | 0 | 0 | 0 | c,k
12. Initial Fuel Analysis for Mercury and HCL Content | 5 |  | 0 | 400 | 0 | 1 | 5 | 3 | 15 | 1.5 | 0.75 |  | 1631.6625 | 1200 | 0 | a,g
13. Monthly Fuel Analysis for Mercury and HCL Content | 5 |  | 0 | 400 | 0 | 12 | 60 | 7 | 420 | 42 | 21 |  | 45686.55 | 33600 | 0 | a,g
14. Continuous Parameter Monitoring
Establish Site-specific monitoring plan (all) | 40 |  | 0 |  | 0 | 1 | 40 | 1 | 40 | 4 | 2 |  | 4351.1 | 0 | 0 | a
Opacity | [14 empty] | 0
a) initial | 10 |  | 0 | 0 | 43100 | 1 | 10 | 0 | 0 | 0 | 0 |  | 0 | 0 | 0 | a
b) annual | 10 |  | 0 | 0 | 14700 | 1 | 10 | 0 | 0 | 0 | 0 |  | 0 | 0 | 0 | a
PM (only sources greater than 250 mmBtu/hr)
a) initial | 10 |  | 0 | 0 | 158000 | 1 | 10 | 0 | 0 | 0 | 0 |  | 0 | 0 | 0 | a,c
b) annual | 10 |  | 0 | 0 | 56100 | 1 | 10 | 1 | 10 | 1 | 0.5 |  | 1087.775 | 56100 | 0 | a,c
O2
a) initial | 10 |  | 0 | 0 | 8523 | 1 | 10 | 3 | 30 | 3 | 1.5 |  | 3263.325 | 25569 | 0 | a
b) annual | 10 |  | 0 | 0 | 1436 | 1 | 10 | 10 | 100 | 10 | 5 |  | 10877.75 | 14360 | 0 | a
Scrubber System Monitoring and Operation (for units with wet scrubbers)
a) initial | 10 |  | 0 | 0 | 24300 | 1 | 10 | 3 | 30 | 3 | 1.5 |  | 3263.325 | 72900 | 0 | a
b) annual | 10 |  | 0 | 0 | 5600 | 1 | 10 | 10 | 100 | 10 | 5 |  | 10877.75 | 56000 | 0 | a
Bag Leak Detection System Operation (sources that have fabric filters)
a) initial | 10 |  | 0 | 0 | 25500 | 1 | 10 | 1 | 10 | 1 | 0.5 |  | 1087.775 | 25500 | 0 | a
b) annual | 10 |  | 0 | 0 | 9700 | 1 | 10 | 4 | 40 | 4 | 2 |  | 4351.1 | 38800 | 0 | a
Carbon Injection Monitoring System (all sources that use ACI to control Hg)
a) initial | 10 |  | 0 | 0 | 115000 | 1 | 10 | 2 | 20 | 2 | 1 |  | 2175.55 | 230000 | 0 | a
b) annual | 10 |  | 0 | 0 | 9700 | 1 | 10 | 8 | 80 | 8 | 4 |  | 8702.2 | 77600 | 0 | a
C. Create Information | na
D. Gather Information | na
E. Report Preparation
1) Initial Notification that Source is Subject | 2 |  | 0 | 0 | 0 | 1 | 2 | 1 | 2 | 0.2 | 0.1 | 0 | 217.555 | 0 | 1 | a
2) Notification of Compliance Status | 8 |  | 0 | 0 | 0 | 1 | 8 | 1 | 8 | 0.8 | 0.4 | 0 | 870.22 | 0 | 1 | a
3) Semi-annual Compliance Report | 20 | 0 | 0 | 0 | 0 | 2 | 40 | 4 | 160 | 16 | 8 | 0 | 17404.4 | 0 | 8 | a
Reporting Subtotal | [8 empty] | 1453 | 145.3 | 72.65 | 0 | 158053.7075 | 906629 | 10 |  | 552660 | 353969
4. Recordkeeping Requirements
A. Read Instructions | Included in 3a
B. Implement Activities | na
C. Develop Record System | na | [14 empty] | e
D. Record Information
1) Records of Operating Parameter Values | 20 |  | 0 | 0 | 0 | 1 | 20 | 10 | 200 | 20 | 10 |  | 21755.5 | 0 | 0 | a
2) Records of Startup, Shutdown, Malfunction | 15 | 0 | 0 | 0 | 0 | 1 | 15 | 10 | 150 | 15 | 7.5 | 0 | 16316.625 | 0 | 0 | a
3) Records of Stack Tests | 2 |  | 0 | 0 | 0 | 1 | 2 | 10 | 20 | 2 | 1 |  | 2175.55 | 0 | 0 | a
4) Records of Monitoring Device Calibrations | 2 |  | 0 | 0 | 0 | 1 | 2 | 10 | 20 | 2 | 1 |  | 2175.55 | 0 | 0 | a
5) Records of All Compliance Reports Submitted | 2 | 0 | 0 | 0 | 0 | 2 | 4 | 10 | 40 | 4 | 2 | 0 | 4351.1 | 0 | 0 | a
6) Records of Monthly Fuel Use | 0.5 |  | 0 | 0 | 0 | 12 | 6 | 10 | 60 | 6 | 3 |  | 6526.65 | 0 | 0 | a,g
E. Personnel Training | 40 |  | 0 | 0 | 0 | 1 | 40 | 1 | 40 | 4 | 2 |  | 4351.1 | 0 | 0 | i
F. Time for Audits | na
Recordkeeping Subtotal | [8 empty] | 530 | 53 | 26.5 | 0 | 57652.075 | 0 | 0 |  | 0
Totals | [8 empty] | 1983 | 198.3 | 99.15 | 0 | 215705.7825 | 906629 | 10
a The total number of new large liquid fuel boilers estimated in the first 3 years of this rule is 10. In order to calculate a per year estimate of the number of boilers required to meet these rule requirements, the number of projected boilers is divided by 3, or 3 boilers per year, in the first year 4 new boilers are projected. 4 new facilities will be subject in the first 3 years. It is assumed that 2 facilities will report in in year 1, and 1 facility per year in years 2 and 3.
b Energy audits are not required for new sources.
c Only one unit is greater than 250 mmBtu/hr. This unit is counted during the first year
d Subsequent annual testing in year 3 are based on the number of sources that had an initial test in year 1 and 2 of this ICR. Subsequent semi-annual compliance reporting and recordkeeping requirements are based on the number of new sources in years 1 -3 of this ICR. Since fuel analysis is only required once every five years, no burden is assigned in year 2.
e Assumes facility must already maintain records on boiler insurance and/or maintenance schedule. No new record system would be required.
g New large liquid units are expected to determine compliance through fuel analysis not stack testing
h Only units less than 250 mmBtu/hr are expected to perform stack testing for PM. Units greater than 250 mmBtu/hr will be equipped with a PM CEMS
i For on-going training activities to keep personnel updated in order to implement compliance activities.
j No annual test and reporting burden is shown in year 1 as this is the same year as the initial test and report.
k Only applies to large solid fuel boilers, because solid fuel boilers may fire a mix of non-homogeneous fuels. Assumed zero respondents for liquid and gas units.

## Fac-NewLrgGas-Yr1
Table 6.A. Annual Respondent Burden and Cost of Recordkeeping and Reporting Requirements for the National Emission Standards
for Hazardous Air Pollutants (NESHAP) for Industrial, Commercial, and Institutional Boilers - Year 1, New Large Gas Fuel Units
Burden Item | (A) Respondent Hours per Occurrence (Technical hours) | (B) Emission Test Contractor Hours Per Occurrence | (B) Certified Energy Audit Cost per Occurrence | (C) Stack Testing and Fuel Analysis Cost Per Occurrence | (D) Other Non-Labor Costs Per Occurrence | (E) Number of Occurrences Per Respondent Per Year | (F) Technical Hours per Respondent Per Year (A X E) | (G) Number of Respondents Per Year | (H) Technical Hours per Year @ $98.20 (F X G) | (I) Clerical Hours per Year @ $48.53 (H X 0.1) | (J) Management Hours per Year @ $114.49 (H X .05) | (J) Emission Testing Contractor Hours per Year @ $80 (BxDxF) | (K) Total Labor Costs Per Year | (L) Total Non-Labor Capital Costs Per Year [(B+C+D)xExG] | (M) Total Number of Responses per Year (E X G) | Footnotes | Annualized Capital/start-up O&M | Total Capital (Monitor Purchase)
1. Applications | na
2. Surveys and Studies | na
3. Reporting Requirements
A. Read and Understand Rule Requirements | 40 |  | 0 | 0 | 0 | 1 | 40 | 1 | 40 | 4 | 2 | 0 | 4351.1 | 0 | 0 | a
B. Required Activities
1. Initial Stack Test and Report (for PM) | 12 |  | 0 | 5000 | 0 | 1 | 12 | 0 | 0 | 0 | 0 |  | 0 | 0 | 0 | e
2. Initial Stack Test and Report (for Hg) | 12 |  | 0 | 8000 | 0 | 1 | 12 | 0 | 0 | 0 | 0 |  | 0 | 0 | 0 | e
3. Initial Stack Test and Report (for HCl) | 12 |  | 0 | 8000 | 0 | 1 | 12 | 0 | 0 | 0 | 0 |  | 0 | 0 | 0 | e
4. Initial Stack Test and Report (for CO) | 12 |  | 0 | 7000 | 0 | 1 | 12 | 0 | 0 | 0 | 0 |  | 0 | 0 | 0 | e
5. Initial Stack Test and Report (for D/F) | 12 |  | 0 | 16000 | 0 | 1 | 12 | 0 | 0 | 0 | 0 |  | 0 | 0 | 0 | e
6. Annual Stack Test and Report (for PM) | 12 |  | 0 | 5000 | 0 | 1 | 12 | 0 | 0 | 0 | 0 |  | 0 | 0 | 0 | a
7. Annual Stack Test and Report (for Hg) | 12 |  | 0 | 8000 | 0 | 1 | 12 | 0 | 0 | 0 | 0 |  | 0 | 0 | 0 | a
8. Annual Stack Test and Report (for HCl) | 12 |  | 0 | 8000 | 0 | 1 | 12 | 0 | 0 | 0 | 0 |  | 0 | 0 | 0 | a
9. Annual Stack Test and Report (for CO) | 12 |  | 0 | 7000 | 0 | 1 | 12 | 0 | 0 | 0 | 0 |  | 0 | 0 | 0 | a
10. Annual Stack Test and Report (for D/F) | 12 |  | 0 | 16000 | 0 | 1 | 12 | 0 | 0 | 0 | 0 |  | 0 | 0 | 0 | a
11. Repeat Stack Test and Report if Switch Fuels (for Hg and HCl) | 24 |  | 0 | 21000 | 0 | 1 | 24 | 0 | 0 | 0 | 0 |  | 0 | 0 | 0 | a,e
12. Initial Fuel Analysis for Mercury and HCL Content | 5 |  | 0 | 400 | 0 | 1 | 5 | 0 | 0 | 0 | 0 |  | 0 | 0 | 0 | a,f
13. Monthly Fuel Analysis for Mercury and HCL Content | 5 |  | 0 | 400 | 0 | 12 | 60 | 0 | 0 | 0 | 0 |  | 0 | 0 | 0 | a,f
14. Continuous Parameter Monitoring
Establish Site-specific monitoring plan (all) | 40 |  | 0 |  | 0 | 1 | 40 | 0 | 0 | 0 | 0 |  | 0 | 0 | 0 | a
Opacity
a) initial | 10 |  | 0 | 0 | 43100 | 1 | 10 | 0 | 0 | 0 | 0 |  | 0 | 0 | 0 | a
b) annual | 10 |  | 0 | 0 | 14700 | 1 | 10 | 0 | 0 | 0 | 0 |  | 0 | 0 | 0 | a
PM (only sources greater than 250 mmBtu/hr)
a) initial | 10 |  | 0 | 0 | 158000 | 1 | 10 | 0 | 0 | 0 | 0 |  | 0 | 0 | 0 | a
b) annual | 10 |  | 0 | 0 | 56100 | 1 | 10 | 0 | 0 | 0 | 0 |  | 0 | 0 | 0 | a
O2
a) initial | 10 |  | 0 | 0 | 8523 | 1 | 10 | 0 | 0 | 0 | 0 |  | 0 | 0 | 0 | a
b) annual | 10 |  | 0 | 0 | 1436 | 1 | 10 | 0 | 0 | 0 | 0 |  | 0 | 0 | 0 | a
Scrubber System Monitoring and Operation (for units with wet scrubbers)
a) initial | 10 |  | 0 | 0 | 24300 | 1 | 10 | 0 | 0 | 0 | 0 |  | 0 | 0 | 0 | a
b) annual | 10 |  | 0 | 0 | 5600 | 1 | 10 | 0 | 0 | 0 | 0 |  | 0 | 0 | 0 | a
Bag Leak Detection System Operation (sources that have fabric filters)
a) initial | 10 |  | 0 | 0 | 25500 | 1 | 10 | 0 | 0 | 0 | 0 |  | 0 | 0 | 0 | a
b) annual | 10 |  | 0 | 0 | 9700 | 1 | 10 | 0 | 0 | 0 | 0 |  | 0 | 0 | 0 | a
15. Annual Tune-up | 12 |  | 0 | 2875 | 0 | 1 | 12 | 3 | 36 | 3.6 | 1.8 |  | 3915.99 | 8625 | 0 | c
16. Mercury and H2S Fuel Spec Analysis | 10 |  | 0 | 400 | 0 | 1 | 10 | 0 | 0 | 0 | 0 |  | 0 | 0 | 0 | h
C. Create Information | na
D. Gather Information | na
E. Report Preparation
1) Initial Notification that Source is Subject | 2 |  | 0 | 0 | 0 | 1 | 2 | 1 | 2 | 0.2 | 0.1 | 0 | 217.555 | 0 | 1 | a
2) Notification of Compliance Status | 8 |  | 0 | 0 | 0 | 1 | 8 | 1 | 8 | 0.8 | 0.4 | 0 | 870.22 | 0 | 1 | a
3) Annual Compliance Report | 20 | 0 | 0 | 0 | 0 | 1 | 20 | 3 | 60 | 6 | 3 | 0 | 6526.65 | 0 | 3 | a, e
4) Semi-annual Compliance Report | 20 | 0 | 0 | 0 | 0 | 2 | 40 | 0 | 0 | 0 | 0 | 0 | 0 | 0 | 0 | a, e | 8625 | 0
5) Notification of Alternative Fuel Use | 5 |  | 0 | 0 | 0 | 1 | 5 | 1 | 5 | 0.5 | 0.25 | 0 | 543.8875 | 0 | 1 | i
Reporting Subtotal | [8 empty] | 146 | 14.6 | 7.3 | 0 | 15881.515 | 8625 | 5
4. Recordkeeping Requirements
A. Read Instructions | Included in 3a
B. Implement Activities | na
C. Develop Record System | na | [14 empty] | d
D. Record Information
1) Records of Operating Parameter Values | 20 |  | 0 | 0 | 0 | 1 | 20 | 0 | 0 | 0 | 0 |  | 0 | 0 | 0 | a
2) Records of Startup, Shutdown, Malfunction | 15 | 0 | 0 | 0 | 0 | 1 | 15 | 0 | 0 | 0 | 0 | 0 | 0 | 0 | 0 | a
3) Records of Stack Tests | 2 |  | 0 | 0 | 0 | 1 | 2 | 0 | 0 | 0 | 0 |  | 0 | 0 | 0 | a
4) Records of Monitoring Device Calibrations | 2 |  | 0 | 0 | 0 | 1 | 2 | 0 | 0 | 0 | 0 |  | 0 | 0 | 0 | a
5) Records of All Annual Compliance Reports Submitted | 2 | 0 | 0 | 0 | 0 | 2 | 4 | 3 | 12 | 1.2 | 0.6 | 0 | 1305.33 | 0 | 0 | a, e
6) Records of All Semi-Annual Compliance Reports Submitted | 2 | 0 | 0 | 0 | 0 | 2 | 4 | 0 | 0 | 0 | 0 | 0 | 0 | 0 | 0 | a, e
7) Records of Monthly Fuel Use | 0.5 |  | 0 | 0 | 0 | 12 | 6 | 3 | 18 | 1.8 | 0.9 |  | 1957.995 | 0 | 0 | a
8) Records of Annual Tune-up | 0.25 |  | 0 | 0 | 0 | 1 | 0.25 | 3 | 0.75 | 0.075 | 0.0375 | 0 | 81.5831 | 0 | 3 | c
E. Personnel Training | 40 |  | 0 | 0 | 0 | 1 | 40 | 1 | 40 | 4 | 2 |  | 4351.1 | 0 | 0 | g
F. Time for Audits | na
Recordkeeping Subtotal | [8 empty] | 70.75 | 7.075 | 3.5375 | 0 | 7696.0081 | 0
Totals | [8 empty] | 216.75 | 21.675 | 10.8375 | 0 | 23577.5231 | 8625 | 5
a In order to calculate a per year estimate of the number of new boilers required to meet these rule requirements, the number of new projected boilers online by 2013 is divided by 3. There are two new facilities with six new gas boilers. A facility with 3 new large gas boilers per year is anticipated to come online in years 1 and 2.
b A one-time requirement.
c Energy Audits are a requirement for existing units only.
d Assumes facility must already maintain records on boiler insurance and/or maintenance schedule as part of their operations. No new record system would be required.
e Only facilities with process gas (gas 2 units) subject to numerical emission limits are expected to be required to submit semi-annual compliance reports and conduct testing and monitoring (There will not be any new process gas units). Natural gas and refinery gas units are required to submit reports annually and conduct a tune-up.
f Process gas units are expected to demonstrate compliance with a stack test instead of a fuel analysis.
g For on-going training activities to keep personnel updated in order to implement compliance activities.
h Assume all units will fire natural gas, so fuel spec analysis not necessary.
i Assumed no units would fire an alternative fuel.

## Fac-NewLrgGas-Yr2
Table 6.B. Annual Respondent Burden and Cost of Recordkeeping and Reporting Requirements for the National Emission Standards
for Hazardous Air Pollutants (NESHAP) for Industrial, Commercial, and Institutional Boilers - Year 2, New Large Gas Fuel Units
Burden Item | (A) Respondent Hours per Occurrence (Technical hours) | (B) Emission Test Contractor Hours Per Occurrence | (B) Certified Energy Audit Cost per Occurrence | (C) Stack Testing and Fuel Analysis Cost Per Occurrence | (D) Other Non-Labor Costs Per Occurrence | (E) Number of Occurrences Per Respondent Per Year | (F) Technical Hours per Respondent Per Year (A X E) | (G) Number of Respondents Per Year | (H) Technical Hours per Year @ $98.20 (F X G) | (I) Clerical Hours per Year @ $48.53 (H X 0.1) | (J) Management Hours per Year @ $114.49 (H X .05) | (J) Emission Testing Contractor Hours per Year @ $80 (BxDxF) | (K) Total Labor Costs Per Year | (L) Total Non-Labor Capital Costs Per Year [(B+C+D)xExG] | (M) Total Number of Responses per Year (E X G) | Footnotes | Annualized Capital/start-up O&M | Total Capital (Monitor Purchase)
1. Applications | na
2. Surveys and Studies | na
3. Reporting Requirements
A. Read and Understand Rule Requirements | 40 |  | 0 | 0 | 0 | 1 | 40 | 1 | 40 | 4 | 2 | 0 | 4351.1 | 0 | 0 | a
B. Required Activities
1. Initial Stack Test and Report (for PM) | 12 |  | 0 | 5000 | 0 | 1 | 12 | 0 | 0 | 0 | 0 |  | 0 | 0 | 0 | e
2. Initial Stack Test and Report (for Hg) | 12 |  | 0 | 8000 | 0 | 1 | 12 | 0 | 0 | 0 | 0 |  | 0 | 0 | 0 | e
3. Initial Stack Test and Report (for HCl) | 12 |  | 0 | 8000 | 0 | 1 | 12 | 0 | 0 | 0 | 0 |  | 0 | 0 | 0 | e
4. Initial Stack Test and Report (for CO) | 12 |  | 0 | 7000 | 0 | 1 | 12 | 0 | 0 | 0 | 0 |  | 0 | 0 | 0 | e
5. Initial Stack Test and Report (for D/F) | 12 |  | 0 | 16000 | 0 | 1 | 12 | 0 | 0 | 0 | 0 |  | 0 | 0 | 0 | e
6. Annual Stack Test and Report (for PM) | 12 |  | 0 | 5000 | 0 | 1 | 12 | 0 | 0 | 0 | 0 |  | 0 | 0 | 0 | a
7. Annual Stack Test and Report (for Hg) | 12 |  | 0 | 8000 | 0 | 1 | 12 | 0 | 0 | 0 | 0 |  | 0 | 0 | 0 | a
8. Annual Stack Test and Report (for HCl) | 12 |  | 0 | 8000 | 0 | 1 | 12 | 0 | 0 | 0 | 0 |  | 0 | 0 | 0 | a
9. Annual Stack Test and Report (for CO) | 12 |  | 0 | 7000 | 0 | 1 | 12 | 0 | 0 | 0 | 0 |  | 0 | 0 | 0 | a
10. Annual Stack Test and Report (for D/F) | 12 |  | 0 | 16000 | 0 | 1 | 12 | 0 | 0 | 0 | 0 |  | 0 | 0 | 0 | a
11. Repeat Stack Test and Report if Switch Fuels (for Hg and HCl) | 24 |  | 0 | 21000 | 0 | 1 | 24 | 0 | 0 | 0 | 0 |  | 0 | 0 | 0 | a,e
12. Initial Fuel Analysis for Mercury and HCL Content | 5 |  | 0 | 400 | 0 | 1 | 5 | 0 | 0 | 0 | 0 |  | 0 | 0 | 0 | a,f
13. Monthly Fuel Analysis for Mercury and HCL Content | 5 |  | 0 | 400 | 0 | 12 | 60 | 0 | 0 | 0 | 0 |  | 0 | 0 | 0 | a,f
14. Continuous Parameter Monitoring
Establish Site-specific monitoring plan (all) | 40 |  | 0 |  | 0 | 1 | 40 | 1 | 40 | 4 | 2 |  | 4351.1 | 0 | 0 | a
Opacity
a) initial | 10 |  | 0 | 0 | 43100 | 1 | 10 | 0 | 0 | 0 | 0 |  | 0 | 0 | 0 | a
b) annual | 10 |  | 0 | 0 | 14700 | 1 | 10 | 0 | 0 | 0 | 0 |  | 0 | 0 | 0 | a
PM (only sources greater than 250 mmBtu/hr)
a) initial | 10 |  | 0 | 0 | 158000 | 1 | 10 | 0 | 0 | 0 | 0 |  | 0 | 0 | 0 | a
b) annual | 10 |  | 0 | 0 | 56100 | 1 | 10 | 0 | 0 | 0 | 0 |  | 0 | 0 | 0 | a
O2
a) initial | 10 |  | 0 | 0 | 8523 | 1 | 10 | 0 | 0 | 0 | 0 |  | 0 | 0 | 0 | a
b) annual | 10 |  | 0 | 0 | 1436 | 1 | 10 | 0 | 0 | 0 | 0 |  | 0 | 0 | 0 | a
Scrubber System Monitoring and Operation (for units with wet scrubbers)
a) initial | 10 |  | 0 | 0 | 24300 | 1 | 10 | 0 | 0 | 0 | 0 |  | 0 | 0 | 0 | a
b) annual | 10 |  | 0 | 0 | 5600 | 1 | 10 | 0 | 0 | 0 | 0 |  | 0 | 0 | 0 | a
Bag Leak Detection System Operation (sources that have fabric filters)
a) initial | 10 |  | 0 | 0 | 25500 | 1 | 10 | 0 | 0 | 0 | 0 |  | 0 | 0 | 0 | a
b) annual | 10 |  | 0 | 0 | 9700 | 1 | 10 | 0 | 0 | 0 | 0 |  | 0 | 0 | 0 | a
15. Annual Tune-up | 12 |  | 0 | 2875 | 0 | 1 | 12 | 6 | 72 | 7.2 | 3.6 |  | 7831.98 | 17250 | 0 | c
16. Mercury and H2S Fuel Spec Analysis | 10 |  | 0 | 400 | 0 | 1 | 10 | 0 | 0 | 0 | 0 |  | 0 | 0 | 0 | h
C. Create Information | na
D. Gather Information | na
E. Report Preparation
1) Initial Notification that Source is Subject | 2 |  | 0 | 0 | 0 | 1 | 2 | 1 | 2 | 0.2 | 0.1 | 0 | 217.555 | 0 | 1 | a
2) Notification of Compliance Status | 8 |  | 0 | 0 | 0 | 1 | 8 | 1 | 8 | 0.8 | 0.4 | 0 | 870.22 | 0 | 1 | a
3) Annual Compliance Report | 20 | 0 | 0 | 0 | 0 | 2 | 40 | 6 | 240 | 24 | 12 | 0 | 26106.6 | 0 | 12 | a, e
4) Semi-annual Compliance Report | 20 | 0 | 0 | 0 | 0 | 2 | 40 | 0 | 0 | 0 | 0 | 0 | 0 | 0 | 0 | a, e | 17250 | 0
5) Notification of Alternative Fuel Use | 5 |  | 0 | 0 | 0 | 1 | 5 | 0 | 0 | 0 | 0 | 0 | 0 | 0 | 0 | i
Reporting Subtotal | [8 empty] | 402 | 40.2 | 20.1 | 0 | 43728.555 | 17250 | 14
4. Recordkeeping Requirements
A. Read Instructions | Included in 3a
B. Implement Activities | na
C. Develop Record System | na | [14 empty] | d
D. Record Information
1) Records of Operating Parameter Values | 20 |  | 0 | 0 | 0 | 1 | 20 | 0 | 0 | 0 | 0 |  | 0 | 0 | 0 | a
2) Records of Startup, Shutdown, Malfunction | 15 | 0 | 0 | 0 | 0 | 1 | 15 | 0 | 0 | 0 | 0 | 0 | 0 | 0 | 0 | a
3) Records of Stack Tests | 2 |  | 0 | 0 | 0 | 1 | 2 | 0 | 0 | 0 | 0 |  | 0 | 0 | 0 | a
4) Records of Monitoring Device Calibrations | 2 |  | 0 | 0 | 0 | 1 | 2 | 0 | 0 | 0 | 0 |  | 0 | 0 | 0 | a
5) Records of All Annual Compliance Reports Submitted | 2 | 0 | 0 | 0 | 0 | 2 | 4 | 6 | 24 | 2.4 | 1.2 | 0 | 2610.66 | 0 | 0 | a, e
6) Records of All Semi-Annual Compliance Reports Submitted | 2 | 0 | 0 | 0 | 0 | 2 | 4 | 0 | 0 | 0 | 0 | 0 | 0 | 0 | 0 | a, e
7) Records of Monthly Fuel Use | 0.5 |  | 0 | 0 | 0 | 12 | 6 | 6 | 36 | 3.6 | 1.8 |  | 3915.99 | 0 | 0 | a
8) Records of Annual Tune-up | 0.25 |  | 0 | 0 | 0 | 1 | 0.25 | 6 | 1.5 | 0.15 | 0.075 | 0 | 163.1663 | 0 | 6 | c
E. Personnel Training | 40 |  | 0 | 0 | 0 | 1 | 40 | 1 | 40 | 4 | 2 |  | 4351.1 | 0 | 0 | g
F. Time for Audits | na
Recordkeeping Subtotal | [8 empty] | 101.5 | 10.15 | 5.075 | 0 | 11040.9163 | 0
Totals | [8 empty] | 503.5 | 50.35 | 25.175 | 0 | 54769.4713 | 17250 | 14
a In order to calculate a per year estimate of the number of new boilers required to meet these rule requirements, the number of new projected boilers online by 2013 is divided by 3. There are two new facilities with six new gas boilers. A facility with 3 new large gas boilers per year is anticipated to come online in years 1 and 2.
b A one-time requirement.
c Energy Audits are a requirement for existing units only.
d Assumes facility must already maintain records on boiler insurance and/or maintenance schedule as part of their operations. No new record system would be required.
e Only facilities with process gas (gas 2 units) subject to numerical emission limits are expected to be required to submit semi-annual compliance reports and conduct testing and monitoring (There will not be any new process gas units). Natural gas and refinery gas units are required to submit reports annually and conduct a tune-up.
f Process gas units are expected to demonstrate compliance with a stack test instead of a fuel analysis.
g For on-going training activities to keep personnel updated in order to implement compliance activities.
h Assume all units will fire natural gas, so fuel spec analysis not necessary.
i Assumed no units would fire an alternative fuel.

## Fac-NewLrgGas-Yr3
Table 6.C. Annual Respondent Burden and Cost of Recordkeeping and Reporting Requirements for the National Emission Standards
for Hazardous Air Pollutants (NESHAP) for Industrial, Commercial, and Institutional Boilers - Year 3, New Large Gas Fuel Units
Burden Item | (A) Respondent Hours per Occurrence (Technical hours) | (B) Emission Test Contractor Hours Per Occurrence | (B) Certified Energy Audit Cost per Occurrence | (C) Stack Testing and Fuel Analysis Cost Per Occurrence | (D) Other Non-Labor Costs Per Occurrence | (E) Number of Occurrences Per Respondent Per Year | (F) Technical Hours per Respondent Per Year (A X E) | (G) Number of Respondents Per Year | (H) Technical Hours per Year @ $98.20 (F X G) | (I) Clerical Hours per Year @ $48.53 (H X 0.1) | (J) Management Hours per Year @ $114.49 (H X .05) | (J) Emission Testing Contractor Hours per Year @ $80 (BxDxF) | (K) Total Labor Costs Per Year | (L) Total Non-Labor Capital Costs Per Year [(B+C+D)xExG] | (M) Total Number of Responses per Year (E X G) | Footnotes | Annualized Capital/start-up O&M | Total Capital (Monitor Purchase)
1. Applications | na
2. Surveys and Studies | na
3. Reporting Requirements
A. Read and Understand Rule Requirements | 40 |  | 0 | 0 | 0 | 1 | 40 | 0 | 0 | 0 | 0 | 0 | 0 | 0 | 0 | a
B. Required Activities
1. Initial Stack Test and Report (for PM) | 12 |  | 0 | 5000 | 0 | 1 | 12 | 0 | 0 | 0 | 0 |  | 0 | 0 | 0 | e
2. Initial Stack Test and Report (for Hg) | 12 |  | 0 | 8000 | 0 | 1 | 12 | 0 | 0 | 0 | 0 |  | 0 | 0 | 0 | e
3. Initial Stack Test and Report (for HCl) | 12 |  | 0 | 8000 | 0 | 1 | 12 | 0 | 0 | 0 | 0 |  | 0 | 0 | 0 | e
4. Initial Stack Test and Report (for CO) | 12 |  | 0 | 7000 | 0 | 1 | 12 | 0 | 0 | 0 | 0 |  | 0 | 0 | 0 | e
5. Initial Stack Test and Report (for D/F) | 12 |  | 0 | 16000 | 0 | 1 | 12 | 0 | 0 | 0 | 0 |  | 0 | 0 | 0 | e
6. Annual Stack Test and Report (for PM) | 12 |  | 0 | 5000 | 0 | 1 | 12 | 0 | 0 | 0 | 0 |  | 0 | 0 | 0 | a
7. Annual Stack Test and Report (for Hg) | 12 |  | 0 | 8000 | 0 | 1 | 12 | 0 | 0 | 0 | 0 |  | 0 | 0 | 0 | a
8. Annual Stack Test and Report (for HCl) | 12 |  | 0 | 8000 | 0 | 1 | 12 | 0 | 0 | 0 | 0 |  | 0 | 0 | 0 | a
9. Annual Stack Test and Report (for CO) | 12 |  | 0 | 7000 | 0 | 1 | 12 | 0 | 0 | 0 | 0 |  | 0 | 0 | 0 | a
10. Annual Stack Test and Report (for D/F) | 12 |  | 0 | 16000 | 0 | 1 | 12 | 0 | 0 | 0 | 0 |  | 0 | 0 | 0 | a
11. Repeat Stack Test and Report if Switch Fuels (for Hg and HCl) | 24 |  | 0 | 21000 | 0 | 1 | 24 | 0 | 0 | 0 | 0 |  | 0 | 0 | 0 | a,e
12. Initial Fuel Analysis for Mercury and HCL Content | 5 |  | 0 | 400 | 0 | 1 | 5 | 0 | 0 | 0 | 0 |  | 0 | 0 | 0 | a,f
13. Monthly Fuel Analysis for Mercury and HCL Content | 5 |  | 0 | 400 | 0 | 12 | 60 | 0 | 0 | 0 | 0 |  | 0 | 0 | 0 | a,f
14. Continuous Parameter Monitoring
Establish Site-specific monitoring plan (all) | 40 |  | 0 |  | 0 | 1 | 40 | 0 | 0 | 0 | 0 |  | 0 | 0 | 0 | a
Opacity
a) initial | 10 |  | 0 | 0 | 43100 | 1 | 10 | 0 | 0 | 0 | 0 |  | 0 | 0 | 0 | a
b) annual | 10 |  | 0 | 0 | 14700 | 1 | 10 | 0 | 0 | 0 | 0 |  | 0 | 0 | 0 | a
PM (only sources greater than 250 mmBtu/hr)
a) initial | 10 |  | 0 | 0 | 158000 | 1 | 10 | 0 | 0 | 0 | 0 |  | 0 | 0 | 0 | a
b) annual | 10 |  | 0 | 0 | 56100 | 1 | 10 | 0 | 0 | 0 | 0 |  | 0 | 0 | 0 | a
O2
a) initial | 10 |  | 0 | 0 | 8523 | 1 | 10 | 0 | 0 | 0 | 0 |  | 0 | 0 | 0 | a
b) annual | 10 |  | 0 | 0 | 1436 | 1 | 10 | 0 | 0 | 0 | 0 |  | 0 | 0 | 0 | a
Scrubber System Monitoring and Operation (for units with wet scrubbers)
a) initial | 10 |  | 0 | 0 | 24300 | 1 | 10 | 0 | 0 | 0 | 0 |  | 0 | 0 | 0 | a
b) annual | 10 |  | 0 | 0 | 5600 | 1 | 10 | 0 | 0 | 0 | 0 |  | 0 | 0 | 0 | a
Bag Leak Detection System Operation (sources that have fabric filters)
a) initial | 10 |  | 0 | 0 | 25500 | 1 | 10 | 0 | 0 | 0 | 0 |  | 0 | 0 | 0 | a
b) annual | 10 |  | 0 | 0 | 9700 | 1 | 10 | 0 | 0 | 0 | 0 |  | 0 | 0 | 0 | a
15. Annual Tune-up | 12 |  | 0 | 2875 | 0 | 1 | 12 | 6 | 72 | 7.2 | 3.6 |  | 7831.98 | 17250 | 0 | c
16. Mercury and H2S Fuel Spec Analysis | 10 |  | 0 | 400 | 0 | 1 | 10 | 0 | 0 | 0 | 0 |  | 0 | 0 | 0 | h
C. Create Information | na
D. Gather Information | na
E. Report Preparation
1) Initial Notification that Source is Subject | 2 |  | 0 | 0 | 0 | 1 | 2 | 0 | 0 | 0 | 0 | 0 | 0 | 0 | 0 | a
2) Notification of Compliance Status | 8 |  | 0 | 0 | 0 | 1 | 8 | 0 | 0 | 0 | 0 | 0 | 0 | 0 | 0 | a
3) Annual Compliance Report | 20 | 0 | 0 | 0 | 0 | 1 | 20 | 6 | 120 | 12 | 6 | 0 | 13053.3 | 0 | 6 | a, e
4) Semi-annual Compliance Report | 20 | 0 | 0 | 0 | 0 | 2 | 40 | 0 | 0 | 0 | 0 | 0 | 0 | 0 | 0 | a, e | 17250 | 0
5) Notification of Alternative Fuel Use | 5 |  | 0 | 0 | 0 | 1 | 5 | 0 | 0 | 0 | 0 | 0 | 0 | 0 | 0 | i
Reporting Subtotal | [8 empty] | 192 | 19.2 | 9.6 | 0 | 20885.28 | 17250 | 6
4. Recordkeeping Requirements
A. Read Instructions | Included in 3a
B. Implement Activities | na
C. Develop Record System | na | [14 empty] | d
D. Record Information
1) Records of Operating Parameter Values | 20 |  | 0 | 0 | 0 | 1 | 20 | 0 | 0 | 0 | 0 |  | 0 | 0 | 0 | a
2) Records of Startup, Shutdown, Malfunction | 15 | 0 | 0 | 0 | 0 | 1 | 15 | 0 | 0 | 0 | 0 | 0 | 0 | 0 | 0 | a
3) Records of Stack Tests | 2 |  | 0 | 0 | 0 | 1 | 2 | 0 | 0 | 0 | 0 |  | 0 | 0 | 0 | a
4) Records of Monitoring Device Calibrations | 2 |  | 0 | 0 | 0 | 1 | 2 | 0 | 0 | 0 | 0 |  | 0 | 0 | 0 | a
5) Records of All Annual Compliance Reports Submitted | 2 | 0 | 0 | 0 | 0 | 2 | 4 | 6 | 24 | 2.4 | 1.2 | 0 | 2610.66 | 0 | 0 | a, e
6) Records of All Semi-Annual Compliance Reports Submitted | 2 | 0 | 0 | 0 | 0 | 2 | 4 | 0 | 0 | 0 | 0 | 0 | 0 | 0 | 0 | a, e
7) Records of Monthly Fuel Use | 0.5 |  | 0 | 0 | 0 | 12 | 6 | 6 | 36 | 3.6 | 1.8 |  | 3915.99 | 0 | 0 | a
8) Records of Annual Tune-up | 0.25 |  | 0 | 0 | 0 | 1 | 0.25 | 6 | 1.5 | 0.15 | 0.075 | 0 | 163.1663 | 0 | 6 | c
E. Personnel Training | 40 |  | 0 | 0 | 0 | 1 | 40 | 0 | 0 | 0 | 0 |  | 0 | 0 | 0 | g
F. Time for Audits | na
Recordkeeping Subtotal | [8 empty] | 61.5 | 6.15 | 3.075 | 0 | 6689.8163 | 0
Totals | [8 empty] | 253.5 | 25.35 | 12.675 | 0 | 27575.0963 | 17250 | 6
a In order to calculate a per year estimate of the number of new boilers required to meet these rule requirements, the number of new projected boilers online by 2013 is divided by 3. There are two new facilities with six new gas boilers. A facility with 3 new large gas boilers per year is anticipated to come online in years 1 and 2.
b A one-time requirement.
c Energy Audits are a requirement for existing units only.
d Assumes facility must already maintain records on boiler insurance and/or maintenance schedule as part of their operations. No new record system would be required.
e Only facilities with process gas (gas 2 units) subject to numerical emission limits are expected to be required to submit semi-annual compliance reports and conduct testing and monitoring (There will not be any new process gas units). Natural gas and refinery gas units are required to submit reports annually and conduct a tune-up.
f Process gas units are expected to demonstrate compliance with a stack test instead of a fuel analysis.
g For on-going training activities to keep personnel updated in order to implement compliance activities.
h Assume all units will fire natural gas, so fuel spec analysis not necessary.
i Assumed no units would fire an alternative fuel.

## Fac - ExistSmlSolid-Yr1
Table 7.A. Annual Respondent Burden and Cost of Recordkeeping and Reporting Requirements for the National Emission Standards
for Hazardous Air Pollutants (NESHAP) for Industrial, Commercial, and Institutional Boilers - Year 1, Existing Small and Limited Use Solid Fuel Units
Burden Item | (A) Respondent Hours per Occurrence (Technical hours) | (B) Emission Test Contractor Hours Per Occurrence | (B) Certified Energy Audit Cost per Occurrence | (C) Annual Tune-Up Cost per Occurrence | (D) Other Non-Labor Costs Per Occurrence | (E) Number of Occurrences Per Respondent Per Year | (F) Technical Hours per Respondent Per Year (A X E) | (G) Number of Respondents Per Year | (H) Technical Hours per Year @ $98.20 (F X G) | (I) Clerical Hours per Year @ $48.53 (H X 0.1) | (J) Management Hours per Year @ $114.49 (H X .05) | (J) Emission Testing Contractor Hours per Year @ $80 (BxDxF) | (K) Total Labor Costs Per Year | (L) Total Non-Labor Capital Costs Per Year ((B+C+D)xExG) | (M) Total Number of Responses per Year (E X G) | Footnotes | Annualized Capital/start-up O&M | Total Capital (Monitor Purchase)
1. Applications | na
2. Surveys and Studies | na
3. Reporting Requirements
A. Read and Understand Rule Requirements | 40 |  | 0 | 0 | 0 | 1 | 40 | 4 | 160 | 16 | 8 | 0 | 17404.4 | 0 | 0 | a
B. Required Activities
1. Conduct Energy Audit
a) Commerical | 20 |  | 854 | 0 | 0 | 1 | 20 | 0 | 0 | 0 | 0 | 0 | 0 | 0 | 0 | b,c, d
b) Industrial | 20 |  | 18292 | 0 | 0 | 1 | 20 | 0 | 0 | 0 | 0 | 0 | 0 | 0 | 0 | b,c, d
2. Biennual Tune-Up | 12 |  | 0 | 2228 | 0 | 0.5 | 6 | 0 | 0 | 0 | 0 |  | 0 | 0 | 0 | c
C. Create Information | na
D. Gather Information | na
E. Report Preparation
1) Initial Notification that Source is Subject | 2 |  | 0 | 0 | 0 | 1 | 2 | 4 | 8 | 0.8 | 0.4 | 0 | 870.22 | 0 | 4 | a
2) Notification of Compliance Status | 8 |  | 0 | 0 | 0 | 1 | 8 | 0 | 0 | 0 | 0 | 0 | 0 | 0 | 0 | c
3) Biennial Compliance Report | 5 |  | 0 | 0 | 0 | 0.5 | 2.5 | 0 | 0 | 0 | 0 | 0 | 0 | 0 | 0 | f
4) Initial Report on results of Energy Audit | 5 |  | 0 | 0 | 0 | 1 | 5 | 0 | 0 | 0 | 0 | 0 | 0 | 0 | 0 | c
Reporting Subtotal | [8 empty] | 168 | 16.8 | 8.4 | 0 | 18274.62 | 0 | 4 |  | 0 | 0
4. Recordkeeping Requirements
A. Read Instructions | Included in 3a
B. Implement Activities | na
C. Develop Record System | na | [14 empty] | e
D. Record Information
1) Records of All Notifications and Compliance Reports Submitted | 2 | 0 | 0 | 0 | 0 | 0.5 | 1 | 0 | 0 | 0 | 0 | 0 | 0 | 0 | 0 | c
2) Records of Startup, Shutdown, Malfunction | 15 | 0 | 0 | 0 | 0 | 1 | 15 | 0 | 0 | 0 | 0 | 0 | 0 | 0 | 0 | g
3) Biennial Tune-Up Records | 0.5 |  | 0 | 0 | 0 | 0.5 | 0.25 | 0 | 0 | 0 | 0 | 0 | 0 | 0 | 0 | c
E. Personnel Training | 40 |  | 0 | 0 | 0 | 1 | 40 | 0 | 0 | 0 | 0 |  | 0 | 0 | 0 | h
F. Time for Audits | na
Recordkeeping Subtotal | [8 empty] | 0 | 0 | 0 | 0 | 0 | 0 | 0 |  | 0
Totals | [8 empty] | 168 | 16.8 | 8.4 | 0 | 18274.62 | 0 | 4
a Number of respondents based on number of existing small and limited use solid fuel boilers which includes biomass and coal units less than 10 mmBtu/hr or operating less than 876 hours.
b Cost includes taking an inventory of facility equipment including age, operating schedules, square feet of the facility and other details necessary for preparing for the audit pre-screening, attending the energy audit, and reviewing audit report from the audit professional. Based on the distribution facility NAICS codes in the 2008 combustion unit survey database, 12.6% of facilities are in the commercial sector while the remaining 87.4% of facilities are in the industrial sector.
c Since existing units have three years after the publication date of the final rule to submit initial notification of compliance status, conduct compliance activities, or meet recordkeeping or reporting requirements, no burden is assumed in year 1.
d Cost per occurrence for energy audit professionals including an phone screening to discuss the facility prior to a visit, a 2 to 4 hour site visit, and an additional 2-4 hours to prepare a follow-up report on recommendations and findings. These site visits are assumed to be conducted by certified energy professionals. There are 4 existing facilities under this category and it is assumed that all will be industrial facility since industrial is the vast majority of projected units.
e Assumes facility must already maintain records on boiler insurance and/or maintenance schedule. No new record system would be required.
f Since a tune-up is required biennially, every two years, the compliance reports for small units are also due every two years. Records of the tune-ups will be submitted to the Administrator upon request.
g Small units are not required to maintain records on startup, shutdown and malfunction.
h For on-going training activities to keep personnel updated in order to implement compliance activities.

## Fac - ExistSmlSolid-Yr2
Table 7.B. Annual Respondent Burden and Cost of Recordkeeping and Reporting Requirements for the National Emission Standards
for Hazardous Air Pollutants (NESHAP) for Industrial, Commercial, and Institutional Boilers - Year 2, Existing Small and Limited Use Solid Fuel Units
Burden Item | (A) Respondent Hours per Occurrence (Technical hours) | (B) Emission Test Contractor Hours Per Occurrence | (B) Certified Energy Audit Cost per Occurrence | (C) Annual Tune-Up Cost per Occurrence | (D) Other Non-Labor Costs Per Occurrence | (E) Number of Occurrences Per Respondent Per Year | (F) Technical Hours per Respondent Per Year (A X E) | (G) Number of Respondents Per Year | (H) Technical Hours per Year @ $98.20 (F X G) | (I) Clerical Hours per Year @ $48.53 (H X 0.1) | (J) Management Hours per Year @ $114.49 (H X .05) | (J) Emission Testing Contractor Hours per Year @ $80 (BxDxF) | (K) Total Labor Costs Per Year | (L) Total Non-Labor Capital Costs Per Year ((B+C+D)xExG) | (M) Total Number of Responses per Year (E X G) | Footnotes | Annualized Capital/start-up O&M | Total Capital (Monitor Purchase)
1. Applications | na
2. Surveys and Studies | na
3. Reporting Requirements
A. Read and Understand Rule Requirements | 40 |  | 0 | 0 | 0 | 1 | 40 | 0 | 0 | 0 | 0 | 0 | 0 | 0 | 0 | a
B. Required Activities
1. Conduct Energy Audit
a) Commerical | 20 |  | 854 | 0 | 0 | 1 | 20 | 0 | 0 | 0 | 0 | 0 | 0 | 0 | 0 | b,c, d
b) Industrial | 20 |  | 18292 | 0 | 0 | 1 | 20 | 2 | 40 | 4 | 2 | 0 | 4351.1 | 36584 | 0 | b,c, d
2. Biennual Tune-Up | 12 |  | 0 | 2228 | 0 | 0.5 | 6 | 18 | 108 | 10.8 | 5.4 |  | 11747.97 | 40104 | 0 | c
C. Create Information | na
D. Gather Information | na
E. Report Preparation
1) Initial Notification that Source is Subject | 2 |  | 0 | 0 | 0 | 1 | 2 | 0 | 0 | 0 | 0 | 0 | 0 | 0 | 0 | a
2) Notification of Compliance Status | 8 |  | 0 | 0 | 0 | 1 | 8 | 0 | 0 | 0 | 0 | 0 | 0 | 0 | 0 | c
3) Biennial Compliance Report | 5 |  | 0 | 0 | 0 | 0.5 | 2.5 | 0 | 0 | 0 | 0 | 0 | 0 | 0 | 0 | f
4) Initial Report on results of Energy Audit | 5 |  | 0 | 0 | 0 | 1 | 5 | 0 | 0 | 0 | 0 | 0 | 0 | 0 | 0 | c
Reporting Subtotal | [8 empty] | 148 | 14.8 | 7.4 | 0 | 16099.07 | 76688 | 0 |  | 76688 | 0
4. Recordkeeping Requirements
A. Read Instructions | Included in 3a
B. Implement Activities | na
C. Develop Record System | na | [14 empty] | e
D. Record Information
1) Records of All Notifications and Compliance Reports Submitted | 2 | 0 | 0 | 0 | 0 | 0.5 | 1 | 0 | 0 | 0 | 0 | 0 | 0 | 0 | 0 | c
2) Records of Startup, Shutdown, Malfunction | 15 | 0 | 0 | 0 | 0 | 1 | 15 | 0 | 0 | 0 | 0 | 0 | 0 | 0 | 0 | g
3) Biennial Tune-Up Records | 0.5 |  | 0 | 0 | 0 | 0.5 | 0.25 | 0 | 0 | 0 | 0 | 0 | 0 | 0 | 0 | c
E. Personnel Training | 40 |  | 0 | 0 | 0 | 1 | 40 | 2 | 80 | 8 | 4 |  | 8702.2 | 0 | 0 | h
F. Time for Audits | na
Recordkeeping Subtotal | [8 empty] | 80 | 8 | 4 | 0 | 8702.2 | 0 | 0 |  | 0
Totals | [8 empty] | 228 | 22.8 | 11.4 | 0 | 24801.27 | 76688 | 0
a The burden on existing sources to read and understand rule requirements, and submit an initial notification were assumed to all occur in year 1. Energy audit burdens for this unit will be accounted for in year 2.
b Cost includes taking an inventory of facility equipment including age, operating schedules, square feet of the facility and other details necessary for preparing for the audit pre-screening, attending the energy audit, and reviewing audit report from the audit professional. Based on the distribution facility NAICS codes in the 2008 combustion unit survey database, 12.6% of facilities are in the commercial sector while the remaining 87.4% of facilities are in the industrial sector. The one facility with biomass boilers is expected to be at industrial facility and it will conduct the audit in year 2.
c Since existing units have three years after the publication date of the final rule to submit initial notification of compliance status, conduct compliance activities, or meet recordkeeping or reporting requirements, it is assumed that half the affected units will conduct an audit, testing and monitoring plan development in year 2 and half will conduct them in year 3 in order to be in compliance by the third year after promulgation. Initial Notification of Compliance Reports and recordkeeping requirements will not begin until year 3 of this ICR. Annualized cost of $2228 for a tune-up is calculated considering a biennual schedule.
d Cost per occurrence for energy audit professionals including an phone screening to discuss the facility prior to a visit, a 2 to 4 hour site visit, and an additional 2-4 hours to prepare a follow-up report on recommendations and findings. These site visits are assumed to be conducted by certified energy professionals. There are 4 existing facilities under this category and it is assumed that all will be industrial facility since industrial is the vast majority of projected units.
e Assumes facility must already maintain records on boiler insurance and/or maintenance schedule. No new record system would be required.
f Since a tune-up is required biennially, every two years, the compliance reports for small units are also due every two years. Records of the tune-ups will be submitted to the Administrator upon request.
g Small units are not required to maintain records on startup, shutdown and malfunction.
h For on-going training activities to keep personnel updated in order to implement compliance activities.

## Fac - ExistSmlSolid-Yr3
Table 7.C. Annual Respondent Burden and Cost of Recordkeeping and Reporting Requirements for the National Emission Standards
for Hazardous Air Pollutants (NESHAP) for Industrial, Commercial, and Institutional Boilers - Year 3, Existing Small and Limited Use Solid Fuel Units
Burden Item | (A) Respondent Hours per Occurrence (Technical hours) | (B) Emission Test Contractor Hours Per Occurrence | (B) Certified Energy Audit Cost per Occurrence | (C) Annual Tune-Up Cost per Occurrence | (D) Other Non-Labor Costs Per Occurrence | (E) Number of Occurrences Per Respondent Per Year | (F) Technical Hours per Respondent Per Year (A X E) | (G) Number of Respondents Per Year | (H) Technical Hours per Year @ $98.20 (F X G) | (I) Clerical Hours per Year @ $48.53 (H X 0.1) | (J) Management Hours per Year @ $114.49 (H X .05) | (J) Emission Testing Contractor Hours per Year @ $80 (BxDxF) | (K) Total Labor Costs Per Year | (L) Total Non-Labor Capital Costs Per Year ((B+C+D)xExG) | (M) Total Number of Responses per Year (E X G) | Footnotes | Annualized Capital/start-up O&M | Total Capital (Monitor Purchase)
1. Applications | na
2. Surveys and Studies | na
3. Reporting Requirements
A. Read and Understand Rule Requirements | 40 |  | 0 | 0 | 0 | 1 | 40 | 0 | 0 | 0 | 0 | 0 | 0 | 0 | 0 | a
B. Required Activities
1. Conduct Energy Audit
a) Commerical | 20 |  | 854 | 0 | 0 | 1 | 20 | 0 | 0 | 0 | 0 | 0 | 0 | 0 | 0 | b,c, d
b) Industrial | 20 |  | 18292 | 0 | 0 | 1 | 20 | 2 | 40 | 4 | 2 | 0 | 4351.1 | 36584 | 0 | b,c, d
2. Biennual Tune-Up | 12 |  | 0 | 2228 | 0 | 0.5 | 6 | 18 | 108 | 10.8 | 5.4 |  | 11747.97 | 40104 | 0 | c
C. Create Information | na
D. Gather Information | na
E. Report Preparation
1) Initial Notification that Source is Subject | 2 |  | 0 | 0 | 0 | 1 | 2 | 0 | 0 | 0 | 0 | 0 | 0 | 0 | 0 | a
2) Notification of Compliance Status | 8 |  | 0 | 0 | 0 | 1 | 8 | 4 | 32 | 3.2 | 1.6 | 0 | 3480.88 | 0 | 4 | c
3) Biennial Compliance Report | 5 |  | 0 | 0 | 0 | 0.5 | 2.5 | 4 | 10 | 1 | 0.5 | 0 | 1087.775 | 0 | 2 | f
4) Initial Report on results of Energy Audit | 5 |  | 0 | 0 | 0 | 1 | 5 | 4 | 20 | 2 | 1 | 0 | 2175.55 | 0 | 4 | c
Reporting Subtotal | [8 empty] | 210 | 21 | 10.5 | 0 | 22843.275 | 76688 | 10 |  | 76688
4. Recordkeeping Requirements | [17 empty] | 0
A. Read Instructions | Included in 3a
B. Implement Activities | na
C. Develop Record System | na | [14 empty] | e
D. Record Information
1) Records of All Notifications and Compliance Reports Submitted | 2 | 0 | 0 | 0 | 0 | 0.5 | 1 | 36 | 36 | 3.6 | 1.8 | 0 | 3915.99 | 0 | 0 | c
2) Records of Startup, Shutdown, Malfunction | 15 | 0 | 0 | 0 | 0 | 1 | 15 | 0 | 0 | 0 | 0 | 0 | 0 | 0 | 0 | g
3) Biennial Tune-Up Records | 0.5 |  | 0 | 0 | 0 | 0.5 | 0.25 | 36 | 9 | 0.9 | 0.45 | 0 | 978.9975 | 0 | 0 | c
E. Personnel Training | 40 |  | 0 | 0 | 0 | 1 | 40 | 2 | 80 | 8 | 4 |  | 8702.2 | 0 | 0 | h
F. Time for Audits | na
Recordkeeping Subtotal | [8 empty] | 125 | 12.5 | 6.25 | 0 | 13597.1875 | 0 | 0 |  | 0
Totals | [8 empty] | 335 | 33.5 | 16.75 | 0 | 36440.4625 | 76688 | 10
a The burden on existing sources to read and understand rule requirements, and submit an initial notification were assumed to all occur in year 1.
b Cost includes taking an inventory of facility equipment including age, operating schedules, square feet of the facility and other details necessary for preparing for the audit pre-screening, attending the energy audit, and reviewing audit report from the audit professional. Based on the distribution facility NAICS codes in the 2008 combustion unit survey database, 12.6% of facilities are in the commercial sector while the remaining 87.4% of facilities are in the industrial sector.
c Since existing units have three years after the publication date of the final rule to submit initial notification of compliance status, conduct compliance activities, or meet recordkeeping or reporting requirements, it is assumed that half the affected units will conduct an audit, testing and monitoring plan development in year 2 and half will conduct them in year 3 in order to be in compliance by the third year after promulgation. Initial Notification of Compliance Reports and recordkeeping requirements will not begin until year 3 of this ICR.
d Cost per occurrence for energy audit professionals including an phone screening to discuss the facility prior to a visit, a 2 to 4 hour site visit, and an additional 2-4 hours to prepare a follow-up report on recommendations and findings. These site visits are assumed to be conducted by certified energy professionals. There are 4 existing facilities under this category and it is assumed that all will be industrial facility since industrial is the vast majority of projected units.
e Assumes facility must already maintain records on boiler insurance and/or maintenance schedule. No new record system would be required.
f Since a tune-up is required biennially, every two years, the compliance reports for small units are also due every two years. Records of the tune-ups will be submitted to the Administrator upon request.
g Small units are not required to maintain records on startup, shutdown and malfunction.
h For on-going training activities to keep personnel updated in order to implement compliance activities.

## Fac - ExistSmlLiquid-Yr1
Table 8.A. Annual Respondent Burden and Cost of Recordkeeping and Reporting Requirements for the National Emission Standards
for Hazardous Air Pollutants (NESHAP) for Industrial, Commercial, and Institutional Boilers - Year 1, Existing Small and Limited Use Liquid Fuel Units
Burden Item | (A) Respondent Hours per Occurrence (Technical hours) | (B) Emission Test Contractor Hours Per Occurrence | (B) Certified Energy Audit Cost per Occurrence | (C) Annual Tune-Up Cost per Occurrence | (D) Other Non-Labor Costs Per Occurrence | (E) Number of Occurrences Per Respondent Per Year | (F) Technical Hours per Respondent Per Year (A X E) | (G) Number of Respondents Per Year | (H) Technical Hours per Year @ $98.20 (F X G) | (I) Clerical Hours per Year @ $48.53 (H X 0.1) | (J) Management Hours per Year @ $114.49 (H X .05) | (J) Emission Testing Contractor Hours per Year @ $80 (BxDxF) | (K) Total Labor Costs Per Year | (L) Total Non-Labor Capital Costs Per Year ((B+C+D)xExG) | (M) Total Number of Responses per Year (E X G) | Footnotes | Annualized Capital/start-up O&M | Total Capital (Monitor Purchase)
1. Applications | na
2. Surveys and Studies | na
3. Reporting Requirements
A. Read and Understand Rule Requirements | 40 |  | 0 | 0 | 0 | 1 | 40 | 42 | 1680 | 168 | 84 | 0 | 182746.2 | 0 | 0 | a
B. Required Activities
1. Conduct Energy Audit
a) Commerical | 20 |  | 854 | 0 | 0 | 1 | 20 | 0 | 0 | 0 | 0 | 0 | 0 | 0 | 0 | b, c, d
b) Industrial | 20 |  | 18292 | 0 | 0 | 1 | 20 | 0 | 0 | 0 | 0 | 0 | 0 | 0 | 0 | b, c, d
2. Biennual Tune-Up | 12 |  | 0 | 2228 | 0 | 0.5 | 6 | 0 | 0 | 0 | 0 |  | 0 | 0 | 0 | c, f
C. Create Information | na
D. Gather Information | na
E. Report Preparation
1) Initial Notification that Source is Subject | 2 |  | 0 | 0 | 0 | 1 | 2 | 42 | 84 | 8.4 | 4.2 | 0 | 9137.31 | 0 | 42 | a
2) Notification of Compliance Status | 8 |  | 0 | 0 | 0 | 1 | 8 | 0 | 0 | 0 | 0 | 0 | 0 | 0 | 0 | c
3) Biennial Compliance Report | 5 |  | 0 | 0 | 0 | 0.5 | 2.5 | 0 | 0 | 0 | 0 | 0 | 0 | 0 | 0 | c, f
4) Initial Report on results of Energy Audit | 5 |  | 0 | 0 | 0 | 1 | 5 | 0 | 0 | 0 | 0 | 0 | 0 | 0 | 0 | c
Reporting Subtotal | [8 empty] | 1764 | 176.4 | 88.2 | 0 | 191883.51 | 0 | 42 |  | 0 | 0
4. Recordkeeping Requirements
A. Read Instructions | Included in 3a
B. Implement Activities | na
C. Develop Record System | na | [14 empty] | e
D. Record Information
1) Records of All Notifications and Compliance Reports Submitted | 2 | 0 | 0 | 0 | 0 | 0.5 | 1 | 0 | 0 | 0 | 0 | 0 | 0 | 0 | 0 | c
2) Records of Startup, Shutdown, Malfunction | 15 | 0 | 0 | 0 | 0 | 1 | 15 | 0 | 0 | 0 | 0 | 0 | 0 | 0 | 0 | c, g
3) Biennial Tune-Up Records | 0.5 |  | 0 | 0 | 0 | 0.5 | 0.25 | 0 | 0 | 0 | 0 | 0 | 0 | 0 | 0 | c, f
E. Personnel Training | 40 |  | 0 | 0 | 0 | 1 | 40 | 0 | 0 | 0 | 0 |  | 0 | 0 | 0 | h
F. Time for Audits | na
Recordkeeping Subtotal | [8 empty] | 0 | 0 | 0 | 0 | 0 | 0 | 0 |  | 0
Totals | [8 empty] | 1764 | 176.4 | 88.2 | 0 | 191883.51 | 0 | 42
a Number of respondents based on number of existing small and limited use liquid fuel boilers which includes units less than 10 mmBtu/hr or operating less than 876 hours.
b Cost includes taking an inventory of facility equipment including age, operating schedules, square feet of the facility and other details necessary for preparing for the audit pre-screening, attending the energy audit, and reviewing audit report from the audit professional. Based on the distribution of facilities with affected boilers or process heaters, 87.4% of facilities are in the industrial sector while the remaining 12.6% of facilities are in the commercial sector.
c Since existing units have three years after the publication date of the final rule to submit initial notification of compliance status, conduct compliance activities, or meet recordkeeping or reporting requirements, no burden is assumed in year 1.
d Cost per occurrence for energy audit professionals including an phone screening to discuss the facility prior to a visit, a 2 to 4 hour site visit, and an additional 2-4 hours to prepare a follow-up report on recommendations and findings. These site visits are assumed to be conducted by certified energy professionals.
e Assumes facility must already maintain records on boiler insurance and/or maintenance schedule. No new record system would be required.
f Since a tune-up is required biennially, every two years, the compliance reports for small units are also due every two years. Records of the tune-ups will be submitted to the Administrator upon request.
g Small units are not required to maintain records on startup, shutdown and malfunction.
h For on-going training activities to keep personnel updated in order to implement compliance activities.

## Fac - ExistSmlLiquid-Yr2
Table 8.B. Annual Respondent Burden and Cost of Recordkeeping and Reporting Requirements for the National Emission Standards
for Hazardous Air Pollutants (NESHAP) for Industrial, Commercial, and Institutional Boilers - Year 2, Existing Small and Limited Use Liquid Fuel Units
Burden Item | (A) Respondent Hours per Occurrence (Technical hours) | (B) Emission Test Contractor Hours Per Occurrence | (B) Certified Energy Audit Cost per Occurrence | (C) Annual Tune-Up Cost per Occurrence | (D) Other Non-Labor Costs Per Occurrence | (E) Number of Occurrences Per Respondent Per Year | (F) Technical Hours per Respondent Per Year (A X E) | (G) Number of Respondents Per Year | (H) Technical Hours per Year @ $98.20 (F X G) | (I) Clerical Hours per Year @ $48.53 (H X 0.1) | (J) Management Hours per Year @ $114.49 (H X .05) | (J) Emission Testing Contractor Hours per Year @ $80 (BxDxF) | (K) Total Labor Costs Per Year | (L) Total Non-Labor Capital Costs Per Year ((B+C+D)xExG) | (M) Total Number of Responses per Year (E X G) | Footnotes | Annualized Capital/start-up O&M | Total Capital (Monitor Purchase)
1. Applications | na
2. Surveys and Studies | na
3. Reporting Requirements
A. Read and Understand Rule Requirements | 40 |  | 0 | 0 | 0 | 1 | 40 | 0 | 0 | 0 | 0 | 0 | 0 | 0 | 0 | a
B. Required Activities
1. Conduct Energy Audit
a) Commerical | 20 |  | 854 | 0 | 0 | 1 | 20 | 3 | 60 | 6 | 3 | 0 | 6526.65 | 2562 | 0 | b, c, d
b) Industrial | 20 |  | 18292 | 0 | 0 | 1 | 20 | 18 | 360 | 36 | 18 | 0 | 39159.9 | 329256 | 0 | b, c, d
2. Biennual Tune-Up | 12 |  | 0 | 2228 | 0 | 0.5 | 6 | 179 | 1074 | 107.4 | 53.7 |  | 116827.035 | 398812 | 0 | c, f
C. Create Information | na
D. Gather Information | na
E. Report Preparation
1) Initial Notification that Source is Subject | 2 |  | 0 | 0 | 0 | 1 | 2 | 0 | 0 | 0 | 0 | 0 | 0 | 0 | 0 | a
2) Notification of Compliance Status | 8 |  | 0 | 0 | 0 | 1 | 8 | 0 | 0 | 0 | 0 | 0 | 0 | 0 | 0 | c
3) Biennial Compliance Report | 5 |  | 0 | 0 | 0 | 0.5 | 2.5 | 0 | 0 | 0 | 0 | 0 | 0 | 0 | 0 | c, f
4) Initial Report on results of Energy Audit | 5 |  | 0 | 0 | 0 | 1 | 5 | 0 | 0 | 0 | 0 | 0 | 0 | 0 | 0 | c
Reporting Subtotal | [8 empty] | 1494 | 149.4 | 74.7 | 0 | 162513.585 | 730630 | 0 |  | 730630 | 0
4. Recordkeeping Requirements
A. Read Instructions | Included in 3a
B. Implement Activities | na
C. Develop Record System | na | [14 empty] | e
D. Record Information
1) Records of All Notifications and Compliance Reports Submitted | 2 | 0 | 0 | 0 | 0 | 0.5 | 1 | 0 | 0 | 0 | 0 | 0 | 0 | 0 | 0 | c
2) Records of Startup, Shutdown, Malfunction | 15 | 0 | 0 | 0 | 0 | 1 | 15 | 0 | 0 | 0 | 0 | 0 | 0 | 0 | 0 | c, g
3) Biennial Tune-Up Records | 0.5 |  | 0 | 0 | 0 | 0.5 | 0.25 | 0 | 0 | 0 | 0 | 0 | 0 | 0 | 0 | c, f
E. Personnel Training | 40 |  | 0 | 0 | 0 | 1 | 40 | 21 | 840 | 84 | 42 |  | 91373.1 | 0 | 0 | h
F. Time for Audits | na
Recordkeeping Subtotal | [8 empty] | 840 | 84 | 42 | 0 | 91373.1 | 0 | 0 |  | 0
Totals | [8 empty] | 2334 | 233.4 | 116.7 | 0 | 253886.685 | 730630 | 0
a The burden on existing sources to read and understand rule requirements, and submit an initial notification were assumed to all occur in year 1.
b Cost includes taking an inventory of facility equipment including age, operating schedules, square feet of the facility and other details necessary for preparing for the audit pre-screening, attending the energy audit, and reviewing audit report from the audit professional. Based on the distribution of facilities with affected boilers or process heaters, 87.4% of facilities are in the industrial sector while the remaining 12.6% of facilities are in the commercial sector.
c Since existing units have three years after the publication date of the final rule to submit initial notification of compliance status, conduct compliance activities, or meet recordkeeping or reporting requirements, it is assumed that half the affected units will conduct an audit, testing and monitoring plan development in year 2 and half will conduct them in year 3 in order to be in compliance by the third year after promulgation. Initial Notification of Compliance Reports and recordkeeping requirements will not begin until year 3 of this ICR.
d Cost per occurrence for energy audit professionals including an phone screening to discuss the facility prior to a visit, a 2 to 4 hour site visit, and an additional 2-4 hours to prepare a follow-up report on recommendations and findings. These site visits are assumed to be conducted by certified energy professionals.
e Assumes facility must already maintain records on boiler insurance and/or maintenance schedule. No new record system would be required.
f Since a tune-up is required biennially, every two years, the compliance reports for small units are also due every two years. Records of the tune-ups will be submitted to the Administrator upon request.
g Small units are not required to maintain records on startup, shutdown and malfunction.
h For on-going training activities to keep personnel updated in order to implement compliance activities.

## Fac - ExistSmlLiquid-Yr3
Table 8.C. Annual Respondent Burden and Cost of Recordkeeping and Reporting Requirements for the National Emission Standards
for Hazardous Air Pollutants (NESHAP) for Industrial, Commercial, and Institutional Boilers - Year 3, Existing Small and Limited Use Liquid Fuel Units
Burden Item | (A) Respondent Hours per Occurrence (Technical hours) | (B) Emission Test Contractor Hours Per Occurrence | (B) Certified Energy Audit Cost per Occurrence | (C) Annual Tune-Up Cost per Occurrence | (D) Other Non-Labor Costs Per Occurrence | (E) Number of Occurrences Per Respondent Per Year | (F) Technical Hours per Respondent Per Year (A X E) | (G) Number of Respondents Per Year | (H) Technical Hours per Year @ $98.20 (F X G) | (I) Clerical Hours per Year @ $48.53 (H X 0.1) | (J) Management Hours per Year @ $114.49 (H X .05) | (J) Emission Testing Contractor Hours per Year @ $80 (BxDxF) | (K) Total Labor Costs Per Year | (L) Total Non-Labor Capital Costs Per Year ((B+C+D)xExG) | (M) Total Number of Responses per Year (E X G) | Footnotes | Annualized Capital/start-up O&M | Total Capital (Monitor Purchase)
1. Applications | na
2. Surveys and Studies | na
3. Reporting Requirements
A. Read and Understand Rule Requirements | 40 |  | 0 | 0 | 0 | 1 | 40 | 0 | 0 | 0 | 0 | 0 | 0 | 0 | 0 | a
B. Required Activities
1. Conduct Energy Audit
a) Commerical | 20 |  | 854 | 0 | 0 | 1 | 20 | 3 | 60 | 6 | 3 | 0 | 6526.65 | 2562 | 0 | b, c, d
b) Industrial | 20 |  | 18292 | 0 | 0 | 1 | 20 | 18 | 360 | 36 | 18 | 0 | 39159.9 | 329256 | 0 | b, c, d
2. Biennual Tune-Up | 12 |  | 0 | 2228 | 0 | 0.5 | 6 | 179 | 1074 | 107.4 | 53.7 |  | 116827.035 | 398812 | 0 | c, f
C. Create Information | na
D. Gather Information | na
E. Report Preparation
1) Initial Notification that Source is Subject | 2 |  | 0 | 0 | 0 | 1 | 2 | 0 | 0 | 0 | 0 | 0 | 0 | 0 | 0 | a
2) Notification of Compliance Status | 8 |  | 0 | 0 | 0 | 1 | 8 | 42 | 336 | 33.6 | 16.8 | 0 | 36549.24 | 0 | 42 | c
3) Biennial Compliance Report | 5 |  | 0 | 0 | 0 | 0.5 | 2.5 | 42 | 105 | 10.5 | 5.25 | 0 | 11421.6375 | 0 | 21 | c, f
4) Initial Report on results of Energy Audit | 5 |  | 0 | 0 | 0 | 1 | 5 | 42 | 210 | 21 | 10.5 | 0 | 22843.275 | 0 | 42 | c
Reporting Subtotal | [8 empty] | 2145 | 214.5 | 107.25 | 0 | 233327.7375 | 730630 | 105 |  | 730630 | 0
4. Recordkeeping Requirements
A. Read Instructions | Included in 3a
B. Implement Activities | na
C. Develop Record System | na | [14 empty] | e
D. Record Information
1) Records of All Notifications and Compliance Reports Submitted | 2 | 0 | 0 | 0 | 0 | 0.5 | 1 | 358 | 358 | 35.8 | 17.9 | 0 | 38942.345 | 0 | 0 | c
2) Records of Startup, Shutdown, Malfunction | 15 | 0 | 0 | 0 | 0 | 1 | 15 | 0 | 0 | 0 | 0 | 0 | 0 | 0 | 0 | c, g
3) Biennial Tune-Up Records | 0.5 |  | 0 | 0 | 0 | 0.5 | 0.25 | 358 | 89.5 | 8.95 | 4.475 | 0 | 9735.5863 | 0 | 0 | c, f
E. Personnel Training | 40 |  | 0 | 0 | 0 | 1 | 40 | 21 | 840 | 84 | 42 |  | 91373.1 | 0 | 0 | h
F. Time for Audits | na
Recordkeeping Subtotal | [8 empty] | 1287.5 | 128.75 | 64.375 | 0 | 140051.0312 | 0 | 0 |  | 0
Totals | [8 empty] | 3432.5 | 343.25 | 171.625 | 0 | 373378.7688 | 730630 | 105
a The burden on existing sources to read and understand rule requirements, and submit an initial notification were assumed to all occur in year 1.
b Cost includes taking an inventory of facility equipment including age, operating schedules, square feet of the facility and other details necessary for preparing for the audit pre-screening, attending the energy audit, and reviewing audit report from the audit professional. Based on the distribution of facilities with affected boilers or process heaters, 87.4% of facilities are in the industrial sector while the remaining 12.6% of facilities are in the commercial sector.
c Since existing units have three years after the publication date of the final rule to submit initial notification of compliance status, conduct compliance activities, or meet recordkeeping or reporting requirements, it is assumed that half the affected units will conduct an audit, testing and monitoring plan development in year 2 and half will conduct them in year 3 in order to be in compliance by the third year after promulgation. Initial Notification of Compliance Reports and recordkeeping requirements will not begin until year 3 of this ICR.
d Cost per occurrence for energy audit professionals including an phone screening to discuss the facility prior to a visit, a 2 to 4 hour site visit, and an additional 2-4 hours to prepare a follow-up report on recommendations and findings. These site visits are assumed to be conducted by certified energy professionals.
e Assumes facility must already maintain records on boiler insurance and/or maintenance schedule. No new record system would be required.
f Since a tune-up is required biennially, every two years, the compliance reports for small units are also due every two years. Records of the tune-ups will be submitted to the Administrator upon request.
g Small units are not required to maintain records on startup, shutdown and malfunction.
h For on-going training activities to keep personnel updated in order to implement compliance activities.

## Fac - ExistSmlGas-Yr1
Table 9.A. Annual Respondent Burden and Cost of Recordkeeping and Reporting Requirements for the National Emission Standards
for Hazardous Air Pollutants (NESHAP) for Industrial, Commercial, and Institutional Boilers - Year 1, Existing Small and Limited Use Gas Fuel Units
Burden Item | (A) Respondent Hours per Occurrence (Technical hours) | (B) Emission Test Contractor Hours Per Occurrence | (B) Certified Energy Audit Cost per Occurrence | (C) Annual Tune-Up Cost per Occurrence | (D) Other Non-Labor Costs Per Occurrence | (E) Number of Occurrences Per Respondent Per Year | (F) Technical Hours per Respondent Per Year (A X E) | (G) Number of Respondents Per Year | (H) Technical Hours per Year @ $98.20 (F X G) | (I) Clerical Hours per Year @ $48.53 (H X 0.1) | (J) Management Hours per Year @ $114.49 (H X .05) | (J) Emission Testing Contractor Hours per Year @ $80 (BxDxF) | (K) Total Labor Costs Per Year | (L) Total Non-Labor Capital Costs Per Year ((B+C+D)xExG) | (M) Total Number of Responses per Year (E X G) | Footnotes | Annualized Capital/start-up O&M | Total Capital (Monitor Purchase)
1. Applications | na
2. Surveys and Studies | na
3. Reporting Requirements
A. Read and Understand Rule Requirements | 40 |  | 0 | 0 | 0 | 1 | 40 | 887 | 35480 | 3548 | 1774 | 0 | 3859425.7 | 0 | 0 | a
B. Required Activities
1. Conduct Energy Audit
a) Commerical | 20 |  | 854 | 0 | 0 | 1 | 20 | 0 | 0 | 0 | 0 | 0 | 0 | 0 | 0 | b, c, d
b) Industrial | 20 |  | 18292 | 0 | 0 | 1 | 20 | 0 | 0 | 0 | 0 | 0 | 0 | 0 | 0 | b, c, d
2. Biennial Tune-Up | 12 |  | 0 | 2228 | 0 | 0.5 | 6 | 0 | 0 | 0 | 0 |  | 0 | 0 | 0 | c, f
C. Create Information | na
D. Gather Information | na
E. Report Preparation
1) Initial Notification that Source is Subject | 2 |  | 0 | 0 | 0 | 1 | 2 | 887 | 1774 | 177.4 | 88.7 | 0 | 192971.285 | 0 | 887 | a
2) Notification of Compliance Status | 8 |  | 0 | 0 | 0 | 1 | 8 | 0 | 0 | 0 | 0 | 0 | 0 | 0 | 0 | c
3) Biennial Compliance Report | 5 |  | 0 | 0 | 0 | 0.5 | 2.5 | 0 | 0 | 0 | 0 | 0 | 0 | 0 | 0 | c, f
4) Initial Report on results of Energy Audit | 5 |  | 0 | 0 | 0 | 1 | 5 | 0 | 0 | 0 | 0 | 0 | 0 | 0 | 0 | c
Reporting Subtotal | [8 empty] | 37254 | 3725.4 | 1862.7 | 0 | 4052396.985 | 0 | 887 |  | 0 | 0
4. Recordkeeping Requirements
A. Read Instructions | Included in 3a
B. Implement Activities | na
C. Develop Record System | na | [14 empty] | e
D. Record Information
1) Records of All Notifications and Compliance Reports Submitted | 2 | 0 | 0 | 0 | 0 | 0.5 | 1 | 0 | 0 | 0 | 0 | 0 | 0 | 0 | 0 | c
2) Records of Startup, Shutdown, Malfunction | 15 | 0 | 0 | 0 | 0 | 1 | 15 | 0 | 0 | 0 | 0 | 0 | 0 | 0 | 0 | c, g
3) Biennial Tune-Up Records | 0.5 |  | 0 | 0 | 0 | 0.5 | 0.25 | 0 | 0 | 0 | 0 | 0 | 0 | 0 | 0 | c, f
E. Personnel Training | 40 |  | 0 | 0 | 0 | 1 | 40 | 0 | 0 | 0 | 0 |  | 0 | 0 | 0 | h
F. Time for Audits | na
Recordkeeping Subtotal | [8 empty] | 0 | 0 | 0 | 0 | 0 | 0 | 0 |  | 0
Totals | [8 empty] | 37254 | 3725.4 | 1862.7 | 0 | 4052396.985 | 0 | 887
a Number of respondents based on number of existing small and limited use gas fuel boilers which includes units less than 10 mmBtu/hr or operating less than 876 hours.
b Cost includes taking an inventory of facility equipment including age, operating schedules, square feet of the facility and other details necessary for preparing for the audit pre-screening, attending the energy audit, and reviewing audit report from the audit professional. Based on the distribution of facilities with affected boilers or process heaters, 87.4% of facilities are in the industrial sector while the remaining 12.6% of facilities are in the commercial sector.
c Since existing units have three years after the publication date of the final rule to submit initial notification of compliance status, conduct compliance activities, or meet recordkeeping or reporting requirements, no burden is assumed in year 1.
d Cost per occurrence for energy audit professionals including an phone screening to discuss the facility prior to a visit, a 2 to 4 hour site visit, and an additional 2-4 hours to prepare a follow-up report on recommendations and findings. These site visits are assumed to be conducted by certified energy professionals.
e Assumes facility must already maintain records on boiler insurance and/or maintenance schedule. No new record system would be required.
f Since a tune-up is required biennially, every two years, the compliance reports for small units are also due every two years. Records of the tune-ups will be submitted to the Administrator upon request.
g Small units are not required to maintain records on startup, shutdown and malfunction.
h For on-going training activities to keep personnel updated in order to implement compliance activities.

## Fac - ExistSmlGas-Yr2
Table 9.B. Annual Respondent Burden and Cost of Recordkeeping and Reporting Requirements for the National Emission Standards
for Hazardous Air Pollutants (NESHAP) for Industrial, Commercial, and Institutional Boilers - Year 2, Existing Small and Limited Use Gas Fuel Units
Burden Item | (A) Respondent Hours per Occurrence (Technical hours) | (B) Emission Test Contractor Hours Per Occurrence | (B) Certified Energy Audit Cost per Occurrence | (C) Annual Tune-Up Cost per Occurrence | (D) Other Non-Labor Costs Per Occurrence | (E) Number of Occurrences Per Respondent Per Year | (F) Technical Hours per Respondent Per Year (A X E) | (G) Number of Respondents Per Year | (H) Technical Hours per Year @ $98.20 (F X G) | (I) Clerical Hours per Year @ $48.53 (H X 0.1) | (J) Management Hours per Year @ $114.49 (H X .05) | (J) Emission Testing Contractor Hours per Year @ $80 (BxDxF) | (K) Total Labor Costs Per Year | (L) Total Non-Labor Capital Costs Per Year ((B+C+D)xExG) | (M) Total Number of Responses per Year (E X G) | Footnotes | Annualized Capital/start-up O&M | Total Capital (Monitor Purchase)
1. Applications | na
2. Surveys and Studies | na
3. Reporting Requirements
A. Read and Understand Rule Requirements | 40 |  | 0 | 0 | 0 | 1 | 40 | 0 | 0 | 0 | 0 | 0 | 0 | 0 | 0 | a
B. Required Activities
1. Conduct Energy Audit
a) Commerical | 20 |  | 854 | 0 | 0 | 1 | 20 | 56 | 1120 | 112 | 56 | 0 | 121830.8 | 47824 | 0 | b, c, d
b) Industrial | 20 |  | 18292 | 0 | 0 | 1 | 20 | 388 | 7760 | 776 | 388 | 0 | 844113.4 | 7097296 | 0 | b, c, d
2. Biennial Tune-Up | 12 |  | 0 | 1580 | 0 | 0.5 | 6 | 3742 | 22452 | 2245.2 | 1122.6 |  | 2442272.43 | 5912360 | 0 | c, f
C. Create Information | na
D. Gather Information | na
E. Report Preparation
1) Initial Notification that Source is Subject | 2 |  | 0 | 0 | 0 | 1 | 2 | 0 | 0 | 0 | 0 | 0 | 0 | 0 | 0 | a
2) Notification of Compliance Status | 8 |  | 0 | 0 | 0 | 1 | 8 | 0 | 0 | 0 | 0 | 0 | 0 | 0 | 0 | c
3) Biennial Compliance Report | 5 |  | 0 | 0 | 0 | 0.5 | 2.5 | 0 | 0 | 0 | 0 | 0 | 0 | 0 | 0 | c, f
4) Initial Report on results of Energy Audit | 5 |  | 0 | 0 | 0 | 1 | 5 | 0 | 0 | 0 | 0 | 0 | 0 | 0 | 0 | c
Reporting Subtotal | [8 empty] | 31332 | 3133.2 | 1566.6 | 0 | 3408216.63 | 13057480 | 0 |  | 13057480 | 0
4. Recordkeeping Requirements
A. Read Instructions | Included in 3a
B. Implement Activities | na
C. Develop Record System | na | [14 empty] | e
D. Record Information
1) Records of All Notifications and Compliance Reports Submitted | 2 | 0 | 0 | 0 | 0 | 0.5 | 1 | 0 | 0 | 0 | 0 | 0 | 0 | 0 | 0 | c
2) Records of Startup, Shutdown, Malfunction | 15 | 0 | 0 | 0 | 0 | 1 | 15 | 0 | 0 | 0 | 0 | 0 | 0 | 0 | 0 | c, g
3) Biennial Tune-Up Records | 0.5 |  | 0 | 0 | 0 | 0.5 | 0.25 | 0 | 0 | 0 | 0 | 0 | 0 | 0 | 0 | c, f
E. Personnel Training | 40 |  | 0 | 0 | 0 | 1 | 40 | 444 | 17760 | 1776 | 888 |  | 1931888.4 | 0 | 0 | h
F. Time for Audits | na
Recordkeeping Subtotal | [8 empty] | 17760 | 1776 | 888 | 0 | 1931888.4 | 0 | 0 |  | 0
Totals | [8 empty] | 49092 | 4909.2 | 2454.6 | 0 | 5340105.03 | 13057480 | 0
a The burden on existing sources to read and understand rule requirements, and submit an initial notification were assumed to all occur in year 1.
b Cost includes taking an inventory of facility equipment including age, operating schedules, square feet of the facility and other details necessary for preparing for the audit pre-screening, attending the energy audit, and reviewing audit report from the audit professional. Based on the distribution of facilities with affected boilers or process heaters, 87.4% of facilities are in the industrial sector while the remaining 12.6% of facilities are in the commercial sector.
c Since existing units have three years after the publication date of the final rule to submit initial notification of compliance status, conduct compliance activities, or meet recordkeeping or reporting requirements, it is assumed that half the affected units will conduct an audit, testing and monitoring plan development in year 2 and half will conduct them in year 3 in order to be in compliance by the third year after promulgation. Initial Notification of Compliance Reports and recordkeeping requirements will not begin until year 3 of this ICR.
d Cost per occurrence for energy audit professionals including an phone screening to discuss the facility prior to a visit, a 2 to 4 hour site visit, and an additional 2-4 hours to prepare a follow-up report on recommendations and findings. These site visits are assumed to be conducted by certified energy professionals.
e Assumes facility must already maintain records on boiler insurance and/or maintenance schedule. No new record system would be required.
f Since a tune-up is required biennially, every two years, the compliance reports for small units are also due every two years. Records of the tune-ups will be submitted to the Administrator upon request.
g Small units are not required to maintain records on startup, shutdown and malfunction.
h For on-going training activities to keep personnel updated in order to implement compliance activities.

## Fac - ExistSmlGas-Yr3
Table 9.C. Annual Respondent Burden and Cost of Recordkeeping and Reporting Requirements for the National Emission Standards
for Hazardous Air Pollutants (NESHAP) for Industrial, Commercial, and Institutional Boilers - Year 3, Existing Small and Limited Use Gas Fuel Units
Burden Item | (A) Respondent Hours per Occurrence (Technical hours) | (B) Emission Test Contractor Hours Per Occurrence | (B) Certified Energy Audit Cost per Occurrence | (C) Annual Tune-Up Cost per Occurrence | (D) Other Non-Labor Costs Per Occurrence | (E) Number of Occurrences Per Respondent Per Year | (F) Technical Hours per Respondent Per Year (A X E) | (G) Number of Respondents Per Year | (H) Technical Hours per Year @ $98.20 (F X G) | (I) Clerical Hours per Year @ $48.53 (H X 0.1) | (J) Management Hours per Year @ $114.49 (H X .05) | (J) Emission Testing Contractor Hours per Year @ $80 (BxDxF) | (K) Total Labor Costs Per Year | (L) Total Non-Labor Capital Costs Per Year ((B+C+D)xExG) | (M) Total Number of Responses per Year (E X G) | Footnotes | Annualized Capital/start-up O&M | Total Capital (Monitor Purchase)
1. Applications | na
2. Surveys and Studies | na
3. Reporting Requirements
A. Read and Understand Rule Requirements | 40 |  | 0 | 0 | 0 | 1 | 40 | 0 | 0 | 0 | 0 | 0 | 0 | 0 | 0 | a
B. Required Activities
1. Conduct Energy Audit
a) Commerical | 20 |  | 854 | 0 | 0 | 1 | 20 | 55.944 | 1118.88 | 111.888 | 55.944 | 0 | 121708.9692 | 47776.176 | 0 | b, c, d
b) Industrial | 20 |  | 18292 | 0 | 0 | 1 | 20 | 387.182 | 7743.64 | 774.364 | 387.182 | 0 | 842333.8001 | 7082333.144 | 0 | b, c, d
2. Biennial Tune-Up | 12 |  | 0 | 1580 | 0 | 0.5 | 6 | 3742 | 22452 | 2245.2 | 1122.6 |  | 2442272.43 | 5912360 | 0 | c, f
C. Create Information | na
D. Gather Information | na
E. Report Preparation
1) Initial Notification that Source is Subject | 2 |  | 0 | 0 | 0 | 1 | 2 | 0 | 0 | 0 | 0 | 0 | 0 | 0 | 0 | a
2) Notification of Compliance Status | 8 |  | 0 | 0 | 0 | 1 | 8 | 887 | 7096 | 709.6 | 354.8 | 0 | 771885.14 | 0 | 887 | c
3) Biennial Compliance Report | 5 |  | 0 | 0 | 0 | 0.5 | 2.5 | 887 | 2217.5 | 221.75 | 110.875 | 0 | 241214.1062 | 0 | 443.5 | c, f
4) Initial Report on results of Energy Audit | 5 |  | 0 | 0 | 0 | 1 | 5 | 887 | 4435 | 443.5 | 221.75 | 0 | 482428.2125 | 0 | 887 | c
Reporting Subtotal | [8 empty] | 45063.02 | 4506.302 | 2253.151 | 0 | 4901842.6581 | 13042469.32 | 2217.5 |  | 13042469.32 | 0
4. Recordkeeping Requirements
A. Read Instructions | Included in 3a
B. Implement Activities | na
C. Develop Record System | na | [14 empty] | e
D. Record Information
1) Records of All Notifications and Compliance Reports Submitted | 2 | 0 | 0 | 0 | 0 | 0.5 | 1 | 7484 | 7484 | 748.4 | 374.2 | 0 | 814090.81 | 0 | 0 | c
2) Records of Startup, Shutdown, Malfunction | 15 | 0 | 0 | 0 | 0 | 1 | 15 | 0 | 0 | 0 | 0 | 0 | 0 | 0 | 0 | c, g
3) Biennial Tune-Up Records | 0.5 |  | 0 | 0 | 0 | 0.5 | 0.25 | 7484 | 1871 | 187.1 | 93.55 | 0 | 203522.7025 | 0 | 0 | c, f
E. Personnel Training | 40 |  | 0 | 0 | 0 | 1 | 40 | 443 | 17720 | 1772 | 886 |  | 1927537.3 | 0 | 0 | h
F. Time for Audits | na
Recordkeeping Subtotal | [8 empty] | 27075 | 2707.5 | 1353.75 | 0 | 2945150.8125 | 0 | 0 |  | 0
Totals | [8 empty] | 72138.02 | 7213.802 | 3606.901 | 0 | 7846993.4706 | 13042469.32 | 2217.5
a The burden on existing sources to read and understand rule requirements, and submit an initial notification were assumed to all occur in year 1.
b Cost includes taking an inventory of facility equipment including age, operating schedules, square feet of the facility and other details necessary for preparing for the audit pre-screening, attending the energy audit, and reviewing audit report from the audit professional. Based on the distribution of facilities with affected boilers or process heaters, 87.4% of facilities are in the industrial sector while the remaining 12.6% of facilities are in the commercial sector.
c Since existing units have three years after the publication date of the final rule to submit initial notification of compliance status, conduct compliance activities, or meet recordkeeping or reporting requirements, it is assumed that half the affected units will conduct an audit, testing and monitoring plan development in year 2 and half will conduct them in year 3 in order to be in compliance by the third year after promulgation. Initial Notification of Compliance Reports and recordkeeping requirements will not begin until year 3 of this ICR.
d Cost per occurrence for energy audit professionals including an phone screening to discuss the facility prior to a visit, a 2 to 4 hour site visit, and an additional 2-4 hours to prepare a follow-up report on recommendations and findings. These site visits are assumed to be conducted by certified energy professionals.
e Assumes facility must already maintain records on boiler insurance and/or maintenance schedule. No new record system would be required.
f Since a tune-up is required biennially, every two years, the compliance reports for small units are also due every two years. Records of the tune-ups will be submitted to the Administrator upon request.
g Small units are not required to maintain records on startup, shutdown and malfunction.
h For on-going training activities to keep personnel updated in order to implement compliance activities.

## Fac-NewSmlSolid-Yr1
Table 10.A. Annual Respondent Burden and Cost of Recordkeeping and Reporting Requirements for the National Emission Standards
for Hazardous Air Pollutants (NESHAP) for Industrial, Commercial, and Institutional Boilers - Year 1, New Small Solid Fuel Units
Burden Item | (A) Respondent Hours per Occurrence (Technical hours) | (B) Emission Test Contractor Hours Per Occurrence | (B) Certified Energy Audit Cost per Occurrence | (C) Annual Tune-Up Cost per Occurrence | (D) Other Non-Labor Costs Per Occurrence | (E) Number of Occurrences Per Respondent Per Year | (F) Technical Hours per Respondent Per Year (A X E) | (G) Number of Respondents Per Year | (H) Technical Hours per Year @ $98.20 (F X G) | (I) Clerical Hours per Year @ $48.53 (H X 0.1) | (J) Management Hours per Year @ $114.49 (H X .05) | (J) Emission Testing Contractor Hours per Year @ $80 (BxDxF) | (K) Total Labor Costs Per Year | (L) Total Non-Labor Capital Costs Per Year ((B+C+D)xExG) | (M) Total Number of Responses per Year (E X G) | Footnotes | Annualized Capital/start-up O&M | Total Capital (Monitor Purchase)
1. Applications | na
2. Surveys and Studies | na
3. Reporting Requirements
A. Read and Understand Rule Requirements | 40 |  | 0 | 0 | 0 | 1 | 40 | 0 | 0 | 0 | 0 | 0 | 0 | 0 | 0 | a
B. Required Activities
1. Biennial Tune-Up | 12 |  | 0 | 2228 | 0 | 0.5 | 6 | 0 | 0 | 0 | 0 |  | 0 | 0 | 0
C. Create Information | na
D. Gather Information | na
E. Report Preparation
1) Initial Notification that Source is Subject | 2 |  | 0 | 0 | 0 | 1 | 2 | 0 | 0 | 0 | 0 | 0 | 0 | 0 | 0
2) Notification of Compliance Status | 8 |  | 0 | 0 | 0 | 1 | 8 | 0 | 0 | 0 | 0 | 0 | 0 | 0 | 0
3) Biennial Compliance Report | 5 |  | 0 | 0 | 0 | 0.5 | 2.5 | 0 | 0 | 0 | 0 | 0 | 0 | 0 | 0
Reporting Subtotal | [8 empty] | 0 | 0 | 0 | 0 | 0 | 0 | 0 |  | 0 | 0
4. Recordkeeping Requirements
A. Read Instructions | Included in 3a
B. Implement Activities | na
C. Develop Record System | na
D. Record Information
1) Records of All Notifications and Compliance Reports Submitted | 2 | 0 | 0 | 0 | 0 | 0.5 | 1 | 0 | 0 | 0 | 0 | 0 | 0 | 0 | 0
3) Biennial Tune-Up Records | 0.5 |  | 0 | 0 | 0 | 0.5 | 0.25 | 0 | 0 | 0 | 0 | 0 | 0 | 0 | 0
E. Personnel Training | 40 |  | 0 | 0 | 0 | 1 | 40 | 0 | 0 | 0 | 0 |  | 0 | 0
F. Time for Audits | na
Recordkeeping Subtotal | [8 empty] | 0 | 0 | 0 | 0 | 0 | 0 | 0 |  | 0
Totals | [8 empty] | 0 | 0 | 0 | 0 | 0 | 0 | 0
a There are no new small solid units expected to be constructed/reconstructed over the next 3 years.

## Fac-NewSmlSolid-Yr2
Table 10.B. Annual Respondent Burden and Cost of Recordkeeping and Reporting Requirements for the National Emission Standards
for Hazardous Air Pollutants (NESHAP) for Industrial, Commercial, and Institutional Boilers - Year 2, New Small Solid Fuel Units
Burden Item | (A) Respondent Hours per Occurrence (Technical hours) | (B) Emission Test Contractor Hours Per Occurrence | (B) Certified Energy Audit Cost per Occurrence | (C) Annual Tune-Up Cost per Occurrence | (D) Other Non-Labor Costs Per Occurrence | (E) Number of Occurrences Per Respondent Per Year | (F) Technical Hours per Respondent Per Year (A X E) | (G) Number of Respondents Per Year | (H) Technical Hours per Year @ $98.20 (F X G) | (I) Clerical Hours per Year @ $48.53 (H X 0.1) | (J) Management Hours per Year @ $114.49 (H X .05) | (J) Emission Testing Contractor Hours per Year @ $80 (BxDxF) | (K) Total Labor Costs Per Year | (L) Total Non-Labor Capital Costs Per Year ((B+C+D)xExG) | (M) Total Number of Responses per Year (E X G) | Footnotes | Annualized Capital/start-up O&M | Total Capital (Monitor Purchase)
1. Applications | na
2. Surveys and Studies | na
3. Reporting Requirements
A. Read and Understand Rule Requirements | 40 |  | 0 | 0 | 0 | 1 | 40 | 0 | 0 | 0 | 0 | 0 | 0 | 0 | 0 | a
B. Required Activities
1. Biennial Tune-Up | 12 |  | 0 | 2228 | 0 | 0.5 | 6 | 0 | 0 | 0 | 0 |  | 0 | 0 | 0
C. Create Information | na
D. Gather Information | na
E. Report Preparation
1) Initial Notification that Source is Subject | 2 |  | 0 | 0 | 0 | 1 | 2 | 0 | 0 | 0 | 0 | 0 | 0 | 0 | 0
2) Notification of Compliance Status | 8 |  | 0 | 0 | 0 | 1 | 8 | 0 | 0 | 0 | 0 | 0 | 0 | 0 | 0
3) Biennial Compliance Report | 5 |  | 0 | 0 | 0 | 0.5 | 2.5 | 0 | 0 | 0 | 0 | 0 | 0 | 0 | 0
Reporting Subtotal | [8 empty] | 0 | 0 | 0 | 0 | 0 | 0 | 0 |  | 0 | 0
4. Recordkeeping Requirements
A. Read Instructions | Included in 3a
B. Implement Activities | na
C. Develop Record System | na
D. Record Information
1) Records of All Notifications and Compliance Reports Submitted | 2 | 0 | 0 | 0 | 0 | 0.5 | 1 | 0 | 0 | 0 | 0 | 0 | 0 | 0 | 0
3) Biennial Tune-Up Records | 0.5 |  | 0 | 0 | 0 | 0.5 | 0.25 | 0 | 0 | 0 | 0 | 0 | 0 | 0 | 0
E. Personnel Training | 40 |  | 0 | 0 | 0 | 1 | 40 | 0 | 0 | 0 | 0 |  | 0 | 0
F. Time for Audits | na
Recordkeeping Subtotal | [8 empty] | 0 | 0 | 0 | 0 | 0 | 0 | 0 |  | 0
Totals | [8 empty] | 0 | 0 | 0 | 0 | 0 | 0 | 0
a There are no new small solid units expected to be constructed/reconstructed over the next 3 years.

## Fac-NewSmlSolid-Yr3
Table 10.C. Annual Respondent Burden and Cost of Recordkeeping and Reporting Requirements for the National Emission Standards
for Hazardous Air Pollutants (NESHAP) for Industrial, Commercial, and Institutional Boilers - Year 3, New Small Solid Fuel Units
Burden Item | (A) Respondent Hours per Occurrence (Technical hours) | (B) Emission Test Contractor Hours Per Occurrence | (B) Certified Energy Audit Cost per Occurrence | (C) Annual Tune-Up Cost per Occurrence | (D) Other Non-Labor Costs Per Occurrence | (E) Number of Occurrences Per Respondent Per Year | (F) Technical Hours per Respondent Per Year (A X E) | (G) Number of Respondents Per Year | (H) Technical Hours per Year @ $98.20 (F X G) | (I) Clerical Hours per Year @ $48.53 (H X 0.1) | (J) Management Hours per Year @ $114.49 (H X .05) | (J) Emission Testing Contractor Hours per Year @ $80 (BxDxF) | (K) Total Labor Costs Per Year | (L) Total Non-Labor Capital Costs Per Year ((B+C+D)xExG) | (M) Total Number of Responses per Year (E X G) | Footnotes | Annualized Capital/start-up O&M | Total Capital (Monitor Purchase)
1. Applications | na
2. Surveys and Studies | na
3. Reporting Requirements
A. Read and Understand Rule Requirements | 40 |  | 0 | 0 | 0 | 1 | 40 | 0 | 0 | 0 | 0 | 0 | 0 | 0 | 0 | a
B. Required Activities
1. Biennial Tune-Up | 12 |  | 0 | 2228 | 0 | 0.5 | 6 | 0 | 0 | 0 | 0 |  | 0 | 0 | 0
C. Create Information | na
D. Gather Information | na
E. Report Preparation
1) Initial Notification that Source is Subject | 2 |  | 0 | 0 | 0 | 1 | 2 | 0 | 0 | 0 | 0 | 0 | 0 | 0 | 0
2) Notification of Compliance Status | 8 |  | 0 | 0 | 0 | 1 | 8 | 0 | 0 | 0 | 0 | 0 | 0 | 0 | 0
3) Biennial Compliance Report | 5 |  | 0 | 0 | 0 | 0.5 | 2.5 | 0 | 0 | 0 | 0 | 0 | 0 | 0 | 0
Reporting Subtotal | [8 empty] | 0 | 0 | 0 | 0 | 0 | 0 | 0 |  | 0 | 0
4. Recordkeeping Requirements
A. Read Instructions | Included in 3a
B. Implement Activities | na
C. Develop Record System | na
D. Record Information
1) Records of All Notifications and Compliance Reports Submitted | 2 | 0 | 0 | 0 | 0 | 0.5 | 1 | 0 | 0 | 0 | 0 | 0 | 0 | 0 | 0
3) Biennial Tune-Up Records | 0.5 |  | 0 | 0 | 0 | 0.5 | 0.25 | 0 | 0 | 0 | 0 | 0 | 0 | 0 | 0
E. Personnel Training | 40 |  | 0 | 0 | 0 | 1 | 40 | 0 | 0 | 0 | 0 |  | 0 | 0 | 0
F. Time for Audits | na
Recordkeeping Subtotal | [8 empty] | 0 | 0 | 0 | 0 | 0 | 0 | 0 |  | 0
Totals | [8 empty] | 0 | 0 | 0 | 0 | 0 | 0 | 0
a There are no new small solid units expected to be constructed/reconstructed over the next 3 years.

## Fac-NewSmlLiquid-Yr1
Table 11.A. Annual Respondent Burden and Cost of Recordkeeping and Reporting Requirements for the National Emission Standards
for Hazardous Air Pollutants (NESHAP) for Industrial, Commercial, and Institutional Boilers - Year 1, New Small Liquid Fuel Units
Burden Item | (A) Respondent Hours per Occurrence (Technical hours) | (B) Emission Test Contractor Hours Per Occurrence | (B) Certified Energy Audit Cost per Occurrence | (C) Annual Tune-Up Cost per Occurrence | (D) Other Non-Labor Costs Per Occurrence | (E) Number of Occurrences Per Respondent Per Year | (F) Technical Hours per Respondent Per Year (A X E) | (G) Number of Respondents Per Year | (H) Technical Hours per Year @ $98.20 (F X G) | (I) Clerical Hours per Year @ $48.53 (H X 0.1) | (J) Management Hours per Year @ $114.49 (H X .05) | (J) Emission Testing Contractor Hours per Year @ $80 (BxDxF) | (K) Total Labor Costs Per Year | (L) Total Non-Labor Capital Costs Per Year ((B+C+D)xExG) | (M) Total Number of Responses per Year (E X G) | Footnotes | Annualized Capital/start-up O&M | Total Capital (Monitor Purchase)
1. Applications | na
2. Surveys and Studies | na
3. Reporting Requirements
A. Read and Understand Rule Requirements | 40 |  | 0 | 0 | 0 | 1 | 40 | 1 | 40 | 4 | 2 | 0 | 4351.1 | 0 | 0 | a
B. Required Activities
1. Biennial Tune-Up | 12 |  | 0 | 2228 | 0 | 0.5 | 6 | 3 | 18 | 1.8 | 0.9 |  | 1957.995 | 6684 | 0 | c
C. Create Information | na
D. Gather Information | na
E. Report Preparation
1) Initial Notification that Source is Subject | 2 |  | 0 | 0 | 0 | 1 | 2 | 1 | 2 | 0.2 | 0.1 | 0 | 217.555 | 0 | 1 | a
2) Notification of Compliance Status | 8 |  | 0 | 0 | 0 | 1 | 8 | 1 | 8 | 0.8 | 0.4 | 0 | 870.22 | 0 | 1 | c
3) Biennial Compliance Report | 5 |  | 0 | 0 | 0 | 0.5 | 2.5 | 1 | 2.5 | 0.25 | 0.125 | 0 | 271.9437 | 0 | 0.5
Reporting Subtotal | [8 empty] | 70.5 | 7.05 | 3.525 | 0 | 7668.8138 | 6684 | 3 |  | 6684 | 0
4. Recordkeeping Requirements
A. Read Instructions | Included in 3a
B. Implement Activities | na
C. Develop Record System | na | [14 empty] | b
D. Record Information
1) Records of All Notifications and Compliance Reports Submitted | 2 | 0 | 0 | 0 | 0 | 0.5 | 1 | 3 | 3 | 0.3 | 0.15 | 0 | 326.3325 | 0 | 0
2) Biennial Tune-Up Records | 0.5 |  | 0 | 0 | 0 | 0.5 | 0.25 | 3 | 0.75 | 0.075 | 0.0375 | 0 | 81.5831 | 0 | 0
E. Personnel Training | 40 |  | 0 | 0 | 0 | 1 | 40 | 1 | 40 | 4 | 2 |  | 4351.1 | 0 | 0 | d
F. Time for Audits | na
Recordkeeping Subtotal | [8 empty] | 43.75 | 4.375 | 2.1875 | 0 | 4759.0156 | 0 | 0 |  | 0
Totals | [8 empty] | 114.25 | 11.425 | 5.7125 | 0 | 12427.8294 | 6684 | 3
a The total number of facilities with new small liquid fuel boilers estimated in the first 3 years of this rule is 1.
b Assumes facility must already maintain records on boiler insurance and/or maintenance schedule. No new record system would be required.
c Assumes all boilers will comply during first year.
d For on-going training activities to keep personnel updated in order to implement compliance activities.

## Fac-NewSmlLiquid-Yr2
Table 11.B. Annual Respondent Burden and Cost of Recordkeeping and Reporting Requirements for the National Emission Standards
for Hazardous Air Pollutants (NESHAP) for Industrial, Commercial, and Institutional Boilers - Year 2, New Small Liquid Fuel Units
Burden Item | (A) Respondent Hours per Occurrence (Technical hours) | (B) Emission Test Contractor Hours Per Occurrence | (B) Certified Energy Audit Cost per Occurrence | (C) Annual Tune-Up Cost per Occurrence | (D) Other Non-Labor Costs Per Occurrence | (E) Number of Occurrences Per Respondent Per Year | (F) Technical Hours per Respondent Per Year (A X E) | (G) Number of Respondents Per Year | (H) Technical Hours per Year @ $98.20 (F X G) | (I) Clerical Hours per Year @ $48.53 (H X 0.1) | (J) Management Hours per Year @ $114.49 (H X .05) | (J) Emission Testing Contractor Hours per Year @ $80 (BxDxF) | (K) Total Labor Costs Per Year | (L) Total Non-Labor Capital Costs Per Year ((B+C+D)xExG) | (M) Total Number of Responses per Year (E X G) | Footnotes | Annualized Capital/start-up O&M | Total Capital (Monitor Purchase)
1. Applications | na
2. Surveys and Studies | na
3. Reporting Requirements
A. Read and Understand Rule Requirements | 40 |  | 0 | 0 | 0 | 1 | 40 | 0 | 0 | 0 | 0 | 0 | 0 | 0 | 0 | a
B. Required Activities
1. Biennial Tune-Up | 12 |  | 0 | 2228 | 0 | 0.5 | 6 | 0 | 0 | 0 | 0 |  | 0 | 0 | 0 | c
C. Create Information | na
D. Gather Information | na
E. Report Preparation
1) Initial Notification that Source is Subject | 2 |  | 0 | 0 | 0 | 1 | 2 | 0 | 0 | 0 | 0 | 0 | 0 | 0 | 0
2) Notification of Compliance Status | 8 |  | 0 | 0 | 0 | 1 | 8 | 0 | 0 | 0 | 0 | 0 | 0 | 0 | 0
3) Biennial Compliance Report | 5 |  | 0 | 0 | 0 | 0.5 | 2.5 | 1 | 2.5 | 0.25 | 0.125 | 0 | 271.9437 | 0 | 0.5
Reporting Subtotal | [8 empty] | 2.5 | 0.25 | 0.125 | 0 | 271.9437 | 0 | 1 |  | 0 | 0
4. Recordkeeping Requirements
A. Read Instructions | Included in 3a
B. Implement Activities | na
C. Develop Record System | na | [14 empty] | b
D. Record Information
1) Records of All Notifications and Compliance Reports Submitted | 2 | 0 | 0 | 0 | 0 | 0.5 | 1 | 3 | 3 | 0.3 | 0.15 | 0 | 326.3325 | 0 | 0
2) Biennial Tune-Up Records | 0.5 |  | 0 | 0 | 0 | 0.5 | 0.25 | 3 | 0.75 | 0.075 | 0.0375 | 0 | 81.5831 | 0 | 0
E. Personnel Training | 40 |  | 0 | 0 | 0 | 1 | 40 | 0 | 0 | 0 | 0 |  | 0 | 0 | 0 | d
F. Time for Audits | na
Recordkeeping Subtotal | [8 empty] | 3.75 | 0.375 | 0.1875 | 0 | 407.9156 | 0 | 0 |  | 0
Totals | [8 empty] | 6.25 | 0.625 | 0.3125 | 0 | 679.8594 | 0 | 1
a The total number of new small liquid fuel boilers estimated in the first 5 years of this rule is 2. The burden for these units was accounted for in year 1. Year 2 and 3 will not have additional burden, but annual burden for these two units will occur in years 2 and 3.
b Assumes facility must already maintain records on boiler insurance and/or maintenance schedule. No new record system would be required.
c Assumes all boilers will comply during first year.
d For on-going training activities to keep personnel updated in order to implement compliance activities.

## Fac-NewSmlLiquid-Yr3
Table 11.C. Annual Respondent Burden and Cost of Recordkeeping and Reporting Requirements for the National Emission Standards
for Hazardous Air Pollutants (NESHAP) for Industrial, Commercial, and Institutional Boilers - Year 3, New Small Liquid Fuel Units
Burden Item | (A) Respondent Hours per Occurrence (Technical hours) | (B) Emission Test Contractor Hours Per Occurrence | (B) Certified Energy Audit Cost per Occurrence | (C) Annual Tune-Up Cost per Occurrence | (D) Other Non-Labor Costs Per Occurrence | (E) Number of Occurrences Per Respondent Per Year | (F) Technical Hours per Respondent Per Year (A X E) | (G) Number of Respondents Per Year | (H) Technical Hours per Year @ $98.20 (F X G) | (I) Clerical Hours per Year @ $48.53 (H X 0.1) | (J) Management Hours per Year @ $114.49 (H X .05) | (J) Emission Testing Contractor Hours per Year @ $80 (BxDxF) | (K) Total Labor Costs Per Year | (L) Total Non-Labor Capital Costs Per Year ((B+C+D)xExG) | (M) Total Number of Responses per Year (E X G) | Footnotes | Annualized Capital/start-up O&M | Total Capital (Monitor Purchase)
1. Applications | na
2. Surveys and Studies | na
3. Reporting Requirements
A. Read and Understand Rule Requirements | 40 |  | 0 | 0 | 0 | 1 | 40 | 0 | 0 | 0 | 0 | 0 | 0 | 0 | 0 | a
B. Required Activities
1. Biennial Tune-Up | 12 |  | 0 | 2228 | 0 | 0.5 | 6 | 0 | 0 | 0 | 0 |  | 0 | 0 | 0 | c
C. Create Information | na
D. Gather Information | na
E. Report Preparation
1) Initial Notification that Source is Subject | 2 |  | 0 | 0 | 0 | 1 | 2 | 0 | 0 | 0 | 0 | 0 | 0 | 0 | 0
2) Notification of Compliance Status | 8 |  | 0 | 0 | 0 | 1 | 8 | 0 | 0 | 0 | 0 | 0 | 0 | 0 | 0
3) Biennial Compliance Report | 5 |  | 0 | 0 | 0 | 0.5 | 2.5 | 1 | 2.5 | 0.25 | 0.125 | 0 | 271.9437 | 0 | 0.5
Reporting Subtotal | [8 empty] | 2.5 | 0.25 | 0.125 | 0 | 271.9437 | 0 | 1 |  | 0 | 0
4. Recordkeeping Requirements
A. Read Instructions | Included in 3a
B. Implement Activities | na
C. Develop Record System | na | [14 empty] | b
D. Record Information
1) Records of All Notifications and Compliance Reports Submitted | 2 | 0 | 0 | 0 | 0 | 0.5 | 1 | 3 | 3 | 0.3 | 0.15 | 0 | 326.3325 | 0 | 0
2) Biennial Tune-Up Records | 0.5 |  | 0 | 0 | 0 | 0.5 | 0.25 | 3 | 0.75 | 0.075 | 0.0375 | 0 | 81.5831 | 0 | 0
E. Personnel Training | 40 |  | 0 | 0 | 0 | 1 | 40 | 0 | 0 | 0 | 0 |  | 0 | 0 | 0 | d
F. Time for Audits | na
Recordkeeping Subtotal | [8 empty] | 3.75 | 0.375 | 0.1875 | 0 | 407.9156 | 0 | 0 |  | 0
Totals | [8 empty] | 6.25 | 0.625 | 0.3125 | 0 | 679.8594 | 0 | 1
a The total number of new small liquid fuel boilers estimated in the first 5 years of this rule is 2. The burden for these units was accounted for in year 1. Year 2 and 3 will not have additional burden, but annual burden for these two units will occur in years 2 and 3.
b Assumes facility must already maintain records on boiler insurance and/or maintenance schedule. No new record system would be required.
c Assumes all boilers will comply during first year.
d For on-going training activities to keep personnel updated in order to implement compliance activities.

## Fac-NewSmlGas-Yr1
Table 12.A. Annual Respondent Burden and Cost of Recordkeeping and Reporting Requirements for the National Emission Standards
for Hazardous Air Pollutants (NESHAP) for Industrial, Commercial, and Institutional Boilers - Year 1, New Small Gas Fuel Units
Burden Item | (A) Respondent Hours per Occurrence (Technical hours) | (B) Emission Test Contractor Hours Per Occurrence | (B) Certified Energy Audit Cost per Occurrence | (C) Annual Tune-Up Cost per Occurrence | (D) Other Non-Labor Costs Per Occurrence | (E) Number of Occurrences Per Respondent Per Year | (F) Technical Hours per Respondent Per Year (A X E) | (G) Number of Respondents Per Year | (H) Technical Hours per Year @ $98.20 (F X G) | (I) Clerical Hours per Year @ $48.53 (H X 0.1) | (J) Management Hours per Year @ $114.49 (H X .05) | (J) Emission Testing Contractor Hours per Year @ $80 (BxDxF) | (K) Total Labor Costs Per Year | (L) Total Non-Labor Capital Costs Per Year ((B+C+D)xExG) | (M) Total Number of Responses per Year (E X G) | Footnotes | Annualized Capital/start-up O&M | Total Capital (Monitor Purchase)
1. Applications | na
2. Surveys and Studies | na
3. Reporting Requirements
A. Read and Understand Rule Requirements | 40 |  | 0 | 0 | 0 | 1 | 40 | 3 | 120 | 12 | 6 | 0 | 13053.3 | 0 | 0 | a
B. Required Activities
1. Biennial Tune-Up | 12 |  | 0 | 2228 | 0 | 0.5 | 6 | 10 | 60 | 6 | 3 |  | 6526.65 | 22280 | 0 | a
C. Create Information | na
D. Gather Information | na
E. Report Preparation
1) Initial Notification that Source is Subject | 2 |  | 0 | 0 | 0 | 1 | 2 | 3 | 6 | 0.6 | 0.3 | 0 | 652.665 | 0 | 3 | a
2) Notification of Compliance Status | 8 |  | 0 | 0 | 0 | 1 | 8 | 3 | 24 | 2.4 | 1.2 | 0 | 2610.66 | 0 | 3 | a
3) Biennial Compliance Report | 5 |  | 0 | 0 | 0 | 0.5 | 2.5 | 3 | 7.5 | 0.75 | 0.375 | 0 | 815.8313 | 0 | 1.5 | a
Reporting Subtotal | [8 empty] | 217.5 | 21.75 | 10.875 | 0 | 23659.1063 | 22280 | 7.5 |  | 22280 | 0
4. Recordkeeping Requirements
A. Read Instructions | Included in 3a
B. Implement Activities | na
C. Develop Record System | na | [14 empty] | b
D. Record Information
1) Records of All Notifications and Compliance Reports Submitted | 2 | 0 | 0 | 0 | 0 | 0.5 | 1 | 10 | 10 | 1 | 0.5 | 0 | 1087.775 | 0 | 0 | a
2) Biennial Tune-Up Records | 0.5 |  | 0 | 0 | 0 | 0.5 | 0.25 | 10 | 2.5 | 0.25 | 0.125 | 0 | 271.9437 | 0 | 0 | a
E. Personnel Training | 40 |  | 0 | 0 | 0 | 1 | 40 | 3 | 120 | 12 | 6 |  | 13053.3 | 0 | 0 | c
F. Time for Audits | na
Recordkeeping Subtotal | [8 empty] | 132.5 | 13.25 | 6.625 | 0 | 14413.0188 | 0 | 0 |  | 0
Totals | [8 empty] | 350 | 35 | 17.5 | 0 | 38072.125 | 22280 | 7.5
a In order to calculate a per year estimate of the number of new boilers required to meet these rule requirements, the number of new projected boilers online by 2013 is divided by 3. 28 boilers and 9 facilities mean that 1 facility per year comes on line. It is estimated that the facility in year 1 has 10 boilers and the other two facilities have 9 boilers each.
b Assumes facility must already maintain records on boiler insurance and/or maintenance schedule. No new record system would be required.
c For on-going training activities to keep personnel updated in order to implement compliance activities.

## Fac-NewSmlGas-Yr2
Table 12.B. Annual Respondent Burden and Cost of Recordkeeping and Reporting Requirements for the National Emission Standards
for Hazardous Air Pollutants (NESHAP) for Industrial, Commercial, and Institutional Boilers - Year 2, New Small Gas Fuel Units
Burden Item | (A) Respondent Hours per Occurrence (Technical hours) | (B) Emission Test Contractor Hours Per Occurrence | (B) Certified Energy Audit Cost per Occurrence | (C) Annual Tune-Up Cost per Occurrence | (D) Other Non-Labor Costs Per Occurrence | (E) Number of Occurrences Per Respondent Per Year | (F) Technical Hours per Respondent Per Year (A X E) | (G) Number of Respondents Per Year | (H) Technical Hours per Year @ $98.20 (F X G) | (I) Clerical Hours per Year @ $48.53 (H X 0.1) | (J) Management Hours per Year @ $114.49 (H X .05) | (J) Emission Testing Contractor Hours per Year @ $80 (BxDxF) | (K) Total Labor Costs Per Year | (L) Total Non-Labor Capital Costs Per Year ((B+C+D)xExG) | (M) Total Number of Responses per Year (E X G) | Footnotes | Annualized Capital/start-up O&M | Total Capital (Monitor Purchase)
1. Applications | na
2. Surveys and Studies | na
3. Reporting Requirements
A. Read and Understand Rule Requirements | 40 |  | 0 | 0 | 0 | 1 | 40 | 3 | 120 | 12 | 6 | 0 | 13053.3 | 0 | 0 | a
B. Required Activities
1. Biennial Tune-Up | 12 |  | 0 | 2228 | 0 | 0.5 | 6 | 9 | 54 | 5.4 | 2.7 |  | 5873.985 | 20052 | 0 | a
C. Create Information | na
D. Gather Information | na
E. Report Preparation
1) Initial Notification that Source is Subject | 2 |  | 0 | 0 | 0 | 1 | 2 | 3 | 6 | 0.6 | 0.3 | 0 | 652.665 | 0 | 3 | a
2) Notification of Compliance Status | 8 |  | 0 | 0 | 0 | 1 | 8 | 3 | 24 | 2.4 | 1.2 | 0 | 2610.66 | 0 | 3 | a
3) Biennial Compliance Report | 5 |  | 0 | 0 | 0 | 0.5 | 2.5 | 6 | 15 | 1.5 | 0.75 | 0 | 1631.6625 | 0 | 3 | a
Reporting Subtotal | [8 empty] | 219 | 21.9 | 10.95 | 0 | 23822.2725 | 20052 | 9 |  | 20052 | 0
4. Recordkeeping Requirements
A. Read Instructions | Included in 3a
B. Implement Activities | na
C. Develop Record System | na | [14 empty] | b
D. Record Information
1) Records of All Notifications and Compliance Reports Submitted | 2 | 0 | 0 | 0 | 0 | 0.5 | 1 | 19 | 19 | 1.9 | 0.95 | 0 | 2066.7725 | 0 | 0 | a
2) Biennial Tune-Up Records | 0.5 |  | 0 | 0 | 0 | 0.5 | 0.25 | 19 | 4.75 | 0.475 | 0.2375 | 0 | 516.6931 | 0 | 0 | a
E. Personnel Training | 40 |  | 0 | 0 | 0 | 1 | 40 | 3 | 120 | 12 | 6 |  | 13053.3 | 0 | 0 | a
F. Time for Audits | na
Recordkeeping Subtotal | [8 empty] | 143.75 | 14.375 | 7.1875 | 0 | 15636.7656 | 0 | 0 |  | 0
Totals | [8 empty] | 362.75 | 36.275 | 18.1375 | 0 | 39459.0381 | 20052 | 9
a In order to calculate a per year estimate of the number of new boilers required to meet these rule requirements, the number of new projected boilers online by 2013 is divided by 3.
b Assumes facility must already maintain records on boiler insurance and/or maintenance schedule. No new record system would be required.
c For on-going training activities to keep personnel updated in order to implement compliance activities.

## Fac-NewSmlGas-Yr3
Table 12.C. Annual Respondent Burden and Cost of Recordkeeping and Reporting Requirements for the National Emission Standards
for Hazardous Air Pollutants (NESHAP) for Industrial, Commercial, and Institutional Boilers - Year 3, New Small Gas Fuel Units
Burden Item | (A) Respondent Hours per Occurrence (Technical hours) | (B) Emission Test Contractor Hours Per Occurrence | (B) Certified Energy Audit Cost per Occurrence | (C) Annual Tune-Up Cost per Occurrence | (D) Other Non-Labor Costs Per Occurrence | (E) Number of Occurrences Per Respondent Per Year | (F) Technical Hours per Respondent Per Year (A X E) | (G) Number of Respondents Per Year | (H) Technical Hours per Year @ $98.20 (F X G) | (I) Clerical Hours per Year @ $48.53 (H X 0.1) | (J) Management Hours per Year @ $114.49 (H X .05) | (J) Emission Testing Contractor Hours per Year @ $80 (BxDxF) | (K) Total Labor Costs Per Year | (L) Total Non-Labor Capital Costs Per Year ((B+C+D)xExG) | (M) Total Number of Responses per Year (E X G) | Footnotes | Annualized Capital/start-up O&M | Total Capital (Monitor Purchase)
1. Applications | na
2. Surveys and Studies | na
3. Reporting Requirements
A. Read and Understand Rule Requirements | 40 |  | 0 | 0 | 0 | 1 | 40 | 3 | 120 | 12 | 6 | 0 | 13053.3 | 0 | 0 | a
B. Required Activities
1. Biennial Tune-Up | 12 |  | 0 | 2228 | 0 | 0.5 | 6 | 9 | 54 | 5.4 | 2.7 |  | 5873.985 | 20052 | 0 | a
C. Create Information | na
D. Gather Information | na
E. Report Preparation
1) Initial Notification that Source is Subject | 2 |  | 0 | 0 | 0 | 1 | 2 | 3 | 6 | 0.6 | 0.3 | 0 | 652.665 | 0 | 3 | a
2) Notification of Compliance Status | 8 |  | 0 | 0 | 0 | 1 | 8 | 3 | 24 | 2.4 | 1.2 | 0 | 2610.66 | 0 | 3 | a
3) Biennial Compliance Report | 5 |  | 0 | 0 | 0 | 0.5 | 2.5 | 9 | 22.5 | 2.25 | 1.125 | 0 | 2447.4938 | 0 | 4.5 | a
Reporting Subtotal | [8 empty] | 226.5 | 22.65 | 11.325 | 0 | 24638.1038 | 20052 | 10.5 |  | 20052 | 0
4. Recordkeeping Requirements
A. Read Instructions | Included in 3a
B. Implement Activities | na
C. Develop Record System | na | [14 empty] | b
D. Record Information
1) Records of All Notifications and Compliance Reports Submitted | 2 | 0 | 0 | 0 | 0 | 0.5 | 1 | 28 | 28 | 2.8 | 1.4 | 0 | 3045.77 | 0 | 0 | a
2) Biennial Tune-Up Records | 0.5 |  | 0 | 0 | 0 | 0.5 | 0.25 | 28 | 7 | 0.7 | 0.35 | 0 | 761.4425 | 0 | 0 | a
E. Personnel Training | 40 |  | 0 | 0 | 0 | 1 | 40 | 3 | 120 | 12 | 6 |  | 13053.3 | 0 | 0 | c
F. Time for Audits | na
Recordkeeping Subtotal | [8 empty] | 155 | 15.5 | 7.75 | 0 | 16860.5125 | 0 | 0 |  | 0
Totals | [8 empty] | 381.5 | 38.15 | 19.075 | 0 | 41498.6163 | 20052 | 10.5
a In order to calculate a per year estimate of the number of new boilers required to meet these rule requirements, the number of new projected boilers online by 2013 is divided by 3.
b Assumes facility must already maintain records on boiler insurance and/or maintenance schedule. No new record system would be required.
c

## Agency Base Data
Agency Labor Rates
Managerial | 62.27
Clerical | 25.01
Technical | 46.21
Per Diem Info
Hotel | 110
Meals | 58
Airfare | 600
Trip Length | 3
Other Data
Percent of Stack Tests Observed |  | 20%
Estimated Percent Retesting |  | 10%
Estimated Percent Emission Exceedences |  | 10%

## AgencyYR1
Table 13.A. Annual Federal Government Burden and Cost of Recordkeeping and Reporting
for the Industrial, Commercial, and Institutional Boiler and Process Heater Major Source NESHAP Subpart DDDDD- Year 1 - First Year After Promulgation
Burden Item |  |  | EPA hours per occurrence (A) | Number of occurrences per year (B) | EPA hours per occurrence per year (C=AxB) | Technical hours per year (D=C) | Mangmt hours per year (E=Dx0.05) | Clerical hours per year (F=Dx0.1) | (H) Costs, $ k | Footnotes
1. | Read and understand rule requirements |  | 40 | 60 | 2400 | 2400 | 120 | 240 | 124378.8 | a
2. | Enter and update information into agency recordkeeping system |  | 2 | 1646 | 3292 | 3292 | 164.6 | 329.2 | 170606.254 | b
3. | Required activities
| A. | Observe initial stack/performance test | 40 | 2 | 80 | 80 | 4 | 8 | 4145.96 | c
| B. | Observe repeat performance test | 40 | 2 | 80 | 80 | 4 | 8 | 4145.96 | d
| C. | Review operating parameters | 2 | 11 | 22 | 22 | 1.1 | 2.2 | 1140.139 | e
| D. | Review continuous parameter monitoring | 2 | 4 | 8 | 8 | 0.4 | 0.8 | 414.596 | f
4 | Excess Emissions Enforcement Activities and Inspections |  | 24 | 1 | 0 | 0 | 0 | 0 | 0 | g
5 | Notification requirements
| A. | Review initial notification that sources are subject to the standard | 2 | 1646 | 3292 | 3292 | 164.6 | 329.2 | 170606.254 | b
| B. | Review notification of initial performance tests and review test plan | 20 | 11 | 220 | 220 | 11 | 22 | 11401.39 | e
| C. | Review notification of compliance status | 2 | 7 | 14 | 14 | 0.7 | 1.4 | 725.543 | b
6. | Reporting requirements |  |  |  | 0 | 0 | 0 | 0 | 0
| A. | Review semiannual compliance report | 4 | 4 | 16 | 16 | 0.8 | 1.6 | 829.192 | h
| B. | Review annual compliance report | 2 | 0 | 0 | 0 | 0 | 0 | 0 | i
| C. | Review biennial compliance report | 1 | 2 | 2 | 2 | 0.1 | 0.2 | 103.649 | j
| D. | Review initial report on results of energy audit | 2 | 0 | 0 | 0 | 0 | 0 | 0 | L
7. | Travel Expenses for Tests Attended |  | 3 days * ($110 hotel + $58 meals/incidentals) + ($600 round trip) = $1104 per trip | [5 empty] | 4416 | m
TOTAL BURDEN AND COST (SALARY) | [5 empty] | 9426 | 471.3 | 942.6 | 492913.737
TOTAL ANNUAL HOURS | [7 empty] | 10839.9
a Number of occurences is the number of states where affected sources will exist and each EPA Region (50 states + 10 EPA regions = 60 respondents).
b Number of occurences is based on the total number of affected facilities that are required to submit initial notifications stated they are subject to the standard (all new boilers in the large and small solid, liquid, and gaseous subcategories, plus all existing large and small solid, liquid, and gaseous subcategories). For initial notifications of compliance status, the number of occurences is based on all new boilers in the large and small solid, liquid, and gaseous subcategories, existing large and small solid, liquid, and gaseous units have until year 3 to submit this notification.
c Number of occurences is based on the assumption that EPA personnel will observe 20% of the initial performance tests that occur.
d Number of occurences is based on the assumption that of the units that test, 10% will have to retest and EPA personnel will observe all these retests. In addition solid fuel units are expected to re-test to obtain worst-case conditions for both Hg and HCl emissions.
e Number of occurences is based on the number of units that will test and set/submit operating limits.
f Number of occurences begins in year 3 for existing units and in year 1 for new units and is based on the number of units maintaining records of control device parameters.
g Number of occurences is based on the assumption that of the units that test, 10% of them will have exceedances and need enforcement.
h Number of occurences is the number of units that will submit these semi-annual compliance reports, 2 reports per year per respondent.
i. Number of occurences is the number of units that will submit these annual compliance reports.
j. Number of occurences is the number units that will submit these biennial compliance reports.
k These rates are from the Office of Personnel Management (OPM), 2010 General Schedule, which excludes locality rates of pay. The rates have been increased by 60 percent to account for the benefit packages available to government employees. These rates can be obtained from the OPM web site, http//www.opm.gov/oca/payrates/index/htm.
L Energy audits only occur at existing facilities.
m Total cost is based on the number of trips taken by EPA to observe performance tests in year 1 (4.A. & 4.B.) multiplied by $1104 per trip. The source for hotel and meals/incidental costs is based on FY' 10 per diem rates, averaged across all locations in the United States. Airfares are estimated based on experience from other rulemakings. See: http://www.gsa.gov/Portal/gsa/ep/contentView.do?contentId=17943&contentType=GSA_BASIC

## AgencyYR2
Table 13.B. Annual Federal Government Burden and Cost of Recordkeeping and Reporting
for the Industrial, Commercial, and Institutional Boiler and Process Heater Major Source NESHAP Subpart DDDDD- Year 1 - First Year After Promulgation
Burden Item |  |  | EPA hours per occurrence (A) | Number of occurrences per year (B) | EPA hours per occurrence per year (C=AxB) | Technical hours per year (D=C) | Mangmt hours per year (E=Dx0.05) | Clerical hours per year (F=Dx0.1) | (H) Costs, $ k | Footnotes
1. | Read and understand rule requirements |  | 40 | 0 | 0 | 0 | 0 | 0 | 0 | a
2. | Enter and update information into agency recordkeeping system |  | 2 | 10 | 20 | 20 | 1 | 2 | 1036.49 | b
3. | Required activities
| A. | Observe initial stack/performance test | 40 | 702 | 28080 | 28080 | 1404 | 2808 | 1455231.96 | c
| B. | Observe repeat performance test | 40 | 401 | 16040 | 16040 | 802 | 1604 | 831264.98 | d
| C. | Review operating parameters | 2 | 3511 | 7022 | 7022 | 351.1 | 702.2 | 363911.639 | e
| D. | Review continuous parameter monitoring | 2 | 7 | 14 | 14 | 0.7 | 1.4 | 725.543 | f
4 | Excess Emissions Enforcement Activities and Inspections |  | 24 | 351 | 0 | 0 | 0 | 0 | 0 | g
5 | Notification requirements
| A. | Review initial notification that sources are subject to the standard | 2 | 5 | 10 | 10 | 0.5 | 1 | 518.245 | b
| B. | Review notification of initial performance tests and review test plan | 20 | 3100 | 62000 | 62000 | 3100 | 6200 | 3213119 | e
| C. | Review notification of compliance status | 2 | 5 | 10 | 10 | 0.5 | 1 | 518.245 | b
6. | Reporting requirements |  |  |  | 0 | 0 | 0 | 0 | 0
| A. | Review semiannual compliance report | 4 | 6 | 24 | 24 | 1.2 | 2.4 | 1243.788 | h
| B. | Review annual compliance report | 2 | 0 | 0 | 0 | 0 | 0 | 0 | i
| C. | Review biennial compliance report | 1 | 3.5 | 3.5 | 3.5 | 0.175 | 0.35 | 181.3858 | j
| D. | Review initial report on results of energy audit | 2 | 0 | 0 | 0 | 0 | 0 | 0 | L
7. | Travel Expenses for Tests Attended |  | 3 days * ($110 hotel + $58 meals/incidentals) + ($600 round trip) = $1104 per trip | [5 empty] | 1217712 | m
TOTAL BURDEN AND COST (SALARY) | [5 empty] | 113223.5 | 5661.175 | 11322.35 | 7085463.2758
TOTAL ANNUAL HOURS | [7 empty] | 130207.025
a Number of occurences is the number of states where affected sources will exist and each EPA Region (50 states + 10 EPA regions = 60 respondents).
b Number of occurences is based on the total number of affected facilities that are required to submit initial notifications stated they are subject to the standard (all new boilers in the large and small solid, liquid, and gaseous subcategories, plus all existing large and small solid, liquid, and gaseous subcategories). For initial notifications of compliance status, the number of occurences is based on all new boilers in the large and small solid, liquid, and gaseous subcategories, existing large and small solid, liquid, and gaseous units have until year 3 to submit this notification.
c Number of occurences is based on the assumption that EPA personnel will observe 20% of the initial performance tests that occur.
d Number of occurences is based on the assumption that of the units that test, 10% will have to retest and EPA personnel will observe all these retests. In addition solid fuel units are expected to re-test to obtain worst-case conditions for both Hg and HCl emissions.
e Number of occurences is based on the number of units that will test and set/submit operating limits.
f Number of occurences begins in year 3 for existing units and in year 1 for new units and is based on the number of units maintaining records of control device parameters.
g Number of occurences is based on the assumption that of the units that test, 10% of them will have exceedances and need enforcement.
h Number of occurences is the number of units that will submit these semi-annual compliance reports, 2 reports per year per respondent.
i. Number of occurences is the number of units that will submit these annual compliance reports.
j. Number of occurences is the number units that will submit these biennial compliance reports.
k These rates are from the Office of Personnel Management (OPM), 2010 General Schedule, which excludes locality rates of pay. The rates have been increased by 60 percent to account for the benefit packages available to government employees. These rates can be obtained from the OPM web site, http//www.opm.gov/oca/payrates/index/htm.
L Energy audits only occur at existing facilities.
m Total cost is based on the number of trips taken by EPA to observe performance tests in year 1 (4.A. & 4.B.) multiplied by $1104 per trip. The source for hotel and meals/incidental costs is based on FY' 10 per diem rates, averaged across all locations in the United States. Airfares are estimated based on experience from other rulemakings. See: http://www.gsa.gov/Portal/gsa/ep/contentView.do?contentId=17943&contentType=GSA_BASIC

## AgencyYR3
Table 13.C. Annual Federal Government Burden and Cost of Recordkeeping and Reporting
for the Industrial, Commercial, and Institutional Boiler and Process Heater Major Source NESHAP Subpart DDDDD- Year 1 - First Year After Promulgation
Burden Item |  |  | EPA hours per occurrence (A) | Number of occurrences per year (B) | EPA hours per occurrence per year (C=AxB) | Technical hours per year (D=C) | Mangmt hours per year (E=Dx0.05) | Clerical hours per year (F=Dx0.1) | (H) Costs, $ k | Footnotes
1. | Read and understand rule requirements |  | 40 | 0 | 0 | 0 | 0 | 0 | 0 | a
2. | Enter and update information into agency recordkeeping system |  | 2 | 1647 | 3294 | 3294 | 164.7 | 329.4 | 170709.903 | b
3. | Required activities
| A. | Observe initial stack/performance test | 40 | 700 | 28000 | 28000 | 1400 | 2800 | 1451086 | c
| B. | Observe repeat performance test | 40 | 400 | 16000 | 16000 | 800 | 1600 | 829192 | d
| C. | Review operating parameters | 2 | 3502 | 7004 | 7004 | 350.2 | 700.4 | 362978.798 | e
| D. | Review continuous parameter monitoring | 2 | 1584 | 3168 | 3168 | 158.4 | 316.8 | 164180.016 | f
4 | Excess Emissions Enforcement Activities and Inspections |  | 24 | 350 | 0 | 0 | 0 | 0 | 0 | g
5 | Notification requirements
| A. | Review initial notification that sources are subject to the standard | 2 | 4 | 8 | 8 | 0.4 | 0.8 | 414.596 | b
| B. | Review notification of initial performance tests and review test plan | 20 | 3240 | 64800 | 64800 | 3240 | 6480 | 3358227.6 | e
| C. | Review notification of compliance status | 2 | 1643 | 3286 | 3286 | 164.3 | 328.6 | 170295.307 | b
6. | Reporting requirements |  |  |  | 0 | 0 | 0 | 0 | 0
| A. | Review semiannual compliance report | 4 | 378 | 1512 | 1512 | 75.6 | 151.2 | 78358.644 | h
| B. | Review annual compliance report | 2 | 521 | 1042 | 1042 | 52.1 | 104.2 | 54001.129 | i
| C. | Review biennial compliance report | 1 | 471.5 | 471.5 | 471.5 | 23.575 | 47.15 | 24435.2517 | j
| B. | Review initial report on results of energy audit | 2 | 1639 | 3278 | 3278 | 163.9 | 327.8 | 169880.711 | L
7. | Travel Expenses for Tests Attended |  | 3 days * ($110 hotel + $58 meals/incidentals) + ($600 round trip) = $1104 per trip | [5 empty] | 1214400 | m
TOTAL BURDEN AND COST (SALARY) | [5 empty] | 131863.5 | 6593.175 | 13186.35 | 8048159.9557
TOTAL ANNUAL HOURS | [7 empty] | 151643.025
a Number of occurences is the number of states where affected sources will exist and each EPA Region (50 states + 10 EPA regions = 60 respondents).
b Number of occurences is based on the total number of affected facilities that are required to submit initial notifications stated they are subject to the standard (all new boilers in the large and small solid, liquid, and gaseous subcategories, plus all existing large and small solid, liquid, and gaseous subcategories). For initial notifications of compliance status, the number of occurences is based on all new boilers in the large and small solid, liquid, and gaseous subcategories, existing large and small solid, liquid, and gaseous units have until year 3 to submit this notification.
c Number of occurences is based on the assumption that EPA personnel will observe 20% of the initial performance tests that occur.
d Number of occurences is based on the assumption that of the units that test, 10% will have to retest and EPA personnel will observe all these retests. In addition solid fuel units are expected to re-test to obtain worst-case conditions for both Hg and HCl emissions.
e Number of occurences is based on the number of units that will test and set/submit operating limits.
f Number of occurences begins in year 3 for existing units and in year 1 for new units and is based on the number of units maintaining records of control device parameters.
g Number of occurences is based on the assumption that of the units that test, 10% of them will have exceedances and need enforcement.
h Number of occurences is the number of units that will submit these semi-annual compliance reports, 2 reports per year per respondent.
i. Number of occurences is the number of units that will submit these annual compliance reports.
j. Number of occurences is the number units that will submit these biennial compliance reports.
k These rates are from the Office of Personnel Management (OPM), 2010 General Schedule, which excludes locality rates of pay. The rates have been increased by 60 percent to account for the benefit packages available to government employees. These rates can be obtained from the OPM web site, http//www.opm.gov/oca/payrates/index/htm.
L Energy audits only occur at existing facilities.
m Total cost is based on the number of trips taken by EPA to observe performance tests in year 1 (4.A. & 4.B.) multiplied by $1104 per trip. The source for hotel and meals/incidental costs is based on FY' 10 per diem rates, averaged across all locations in the United States. Airfares are estimated based on experience from other rulemakings. See: http://www.gsa.gov/Portal/gsa/ep/contentView.do?contentId=17943&contentType=GSA_BASIC