## Source Summary (hidden)
Cost Factor (in 2008$) |  | Reference/Note | Year of Costs
Advanced Combustion Controls (Linkageless Boiler Management System) -- cost is per boiler - TCI
19127 |  | LBMS costs are based on a 2008 quote provided to the U.S. Department of Energy. The installed cost for a LBMS on a 20 mmBtu/hr unit was are $19,127. The DOE noted that costs are relatively fixed, regardless of the size of the unit. | Assumed to represent $2008, since that was the year the quote was obtained.
Activated Carbon Injection
Hospital/Medical/Infectious Waste Incinerators (HMIWI). [EPA-HQ-OAR-2006-0534] |  | Received spreadsheet of HMIWI model costs from Tom Holloway of RTI International. | Originally $2004
Fabric Filter
Hospital/Medical/Infectious Waste Incinerators (HMIWI). [EPA-HQ-OAR-2006-0534] |  | Received spreadsheet of HMIWI model costs from Tom Holloway of RTI International. | Originally $2004
Packed Scrubber
Hospital/Medical/Infectious Waste Incinerators (HMIWI). [EPA-HQ-OAR-2006-0534] |  | Received spreadsheet of HMIWI model costs from Tom Holloway of RTI International. | Originally $2004
Secondary Chamber/Afterburner Retrofit
Hospital/Medical/Infectious Waste Incinerators (HMIWI). [EPA-HQ-OAR-2006-0534] |  | Received spreadsheet of HMIWI model costs from Tom Holloway of RTI International. | Originally $2004
Selective Non-Catalytic Reduction
Hospital/Medical/Infectious Waste Incinerators (HMIWI). [EPA-HQ-OAR-2006-0534] |  | Received spreadsheet of HMIWI model costs from Tom Holloway of RTI International. | Originally $2004
Catalytic Oxidizer
EPA Air Pollution Control Cost Manual, Sixth Edition EPA 452/B-02-001 |  | Used catalytic oxidizer costing for all sizes, though some fell outside the appropriate size-range for the equation. | Originally $2004
Incremental Control Costs (lime addition, caustic addition, improve scrubber, improve FF)
Hospital/Medical/Infectious Waste Incinerators (HMIWI). [EPA-HQ-OAR-2006-0534] |  | Received spreadsheet of HMIWI model costs from Tom Holloway of RTI International. | Originally $2004
Boiler Tune-up - cost is per boiler
7% | 3%
1580 | 1414 | 1. The cost to conduct an annual tune-up on a industrial/commercial/institutional boiler is based on the cost estimate provided in a report by Dr. H.M. Eckerlin and E.W. Soderberg. Industrial Extension Service. USI Boiler Efficiency Program. A Report su | Assumed these costs were presented in $2004, the date of the report.
Continuous Opacity Monitor Cost (7%)
TCI | TAC
43146 | 14660 | 2004 Boiler MACT rule, original quote from Memorandum from Thomas Holloway, Midwest Research Institute, to Rick Copland, U.S. Environmental Protection Agency, Revised Testing and Monitoring Options and Costs for Medical Waste Incinerators (MWI’s) - Metho | Costs adjusted to 2008 dollars. | For energy recovery units
Continuous Oxygen Monitor (extractive)
TCI | TAC
8523 | 1436

## Monitoring (hidden)
Monitoring Costs
All model sizes
Parameters/Costs |  | Equation | FF | WS | SNCR | Bag leak detector | CO CEMS | HCl CEMS | PM CEMS | Hg CEMS | Multi-metal CEMS | Dioxin or Hg sorbent trap biweekly monitoring | ACI
A. Parameters
| 1. Recording lime/carbon flow, min/4-hr period | [11 empty] | 5
| 2. Annual operating hours, hr/yr (H) | [11 empty] | 6000 | fill in unit-specific annual operating hours here
3. Cost index
| a. 2008 |  | 575.4 | 575.4 | 575.4 | 575.4 | 575.4 | 575.4 | 575.4 | 575.4 | 575.4 | 575.4 | 575.4
| b. 2006 |  | 499.6 | 499.6 | 499.6 | 499.6 | 499.6 | 499.6 | 499.6 | 499.6 | 499.6 | 499.6 | 499.6
| c. 1997 |  | 386.5 | 386.5 | 386.5 | 386.5 | 386.5 | 386.5 | 386.5 | 386.5 | 386.5 | 386.5 | 386.5
| d. 1993 |  | 359.2 | 359.2 | 359.2 | 359.2 | 359.2 | 359.2 | 359.2 | 359.2 | 359.2 | 359.2 | 359.2
| e. 1992 |  | 358.2 | 358.2 | 358.2 | 358.2 | 358.2 | 358.2 | 358.2 | 358.2 | 358.2 | 358.2 | 358.2
| 4. Operating labor wage rate, $/hr (LR) |  | 34.6 | 34.6 | 34.6 | 34.6 | 34.6 | 34.6 | 34.6 | 34.6 | 34.6 | 34.6 | 34.6
| 5. Capital recovery factor, 20-yr equipment life, 7% interest (CRF) | = [i x (1 + i)a] / [(1 + i)a - 1], where i = interest rate, a = equipment life | 0.094393 | 0.094393 | 0.094393 | 0.094393 | 0.094393 | 0.094393 | 0.094393 | 0.094393 | 0.094393 | 0.094393 | 0.094393
B. Total Capital Investment, $ (TCI)
| 1. Planning |  | 700 | 700 | 700 | 800 | 4000 | 3300 | 900 | 3300
| 2. Select type of equipment |  | 400 | 400 | 400 | 4500 | 10000 | 16100 | 12200 | 16100
| 3. Provide support facilities |  | 1500 | 1500 | 1500 | 500 | 20600 | 20600 | 500 | 20600
| 4. Purchased equipment cost (PEC) |  | 13000 | 19300 | 5300 | 14100 | 48400 | 51900 | 73500 | 109900
| 5. Install and check equipment |  | 1000 | 1000 | 1000 | 4800 | 18200 | 19300 | 19500 | 21500
| 6. Perf. spec. tests (certif.) |  | 700 | 700 | 700 | 0 | 15700 | 12800 | 35500 | 42300
| 7. Prepare QA/QC plan |  | 700 | 700 | 700 | 800 | 17500 | 17500 | 15400 | 17500
| 8. Total capital cost | = Planning + selecting equipment + support facilities + PEC + installation + perf. spec. tests + QA/QC plan | 18000 | 24300 | 10300 | 25500 | 134000 | 142000 | 158000 | 231000 | 230000 | 115000
C. Annual Costs, $/yr
| 1. Operating labor | = (5 min to record lime/carbon flow/4-hr period) x (1 hr/60 min) x H x LR | [10 empty] | 4300
| 2. Maintenance materials | = 0.02 x TCI | 400 | 500 | 200
| 3. Operation & maintenance | = Day-to-day activities + annual RATA + CGA + annual QA + O&M review and update |  |  |  | 6000 | 27600 | 24600 | 27300 | 78100
| 4. Recordkeeping and reporting | = $1,000 x (525.4/386.5) | 1500 | 1500 | 1500 | 200 | 1200 | 1600 | 6300 | 1600
| 5. Overhead | = 0.6 x (labor + maintenance materials) | 200 | 300 | 100 | [7 empty] | 2600
| 6. Property taxes, insurance, and administration | = 0.04 x TCI | 700 | 1000 | 400
| 7. Capital recovery | = CRF x TCI | 1700 | 2300 | 1000 | 3500 | 12600 | 20200 | 22500 | 32900
| 8. Total annual cost | = Operating labor + maintenance materials + recordkeeping and reporting + overhead + property taxes, insurance, and administration + capital recovery | 4500 | 5600 | 3200 | 9700 | 41400 | 46400 | 56100 | 112600 | 63300 | 41500 | 6900
|  |  |  | all | all | all | ERUs (not already having CO CEMS data) |  | ERUs (capacity > or = 250 mmBtu/hr) | cement kilns |  |  | all
Notes:
1. Monitoring costs have been rounded to the nearest $100 to be consistent with level of rounding in original costs.
2. Costs to be replaced include: (a) bag leak detector replacing opacity test; (b) CO CEMS replacing CO test and secondary chamber temperature monitor;
(c) HCl CEMS replacing HCl test, HCl sorbent monitor (dry scrubbers) and scrubber liquor pH monitor (wet scrubbers); (d) PM CEMS replacing PM and
opacity tests and and pressure drop monitor (wet scrubbers); (e) multi-metal/Hg CEMS replacing flue gas temperature monitor (wet scrubbers); (f) dioxin
sorbent trap biweekly monitoring replacing fabric filter inlet temperature monitor; and (g) Hg sorbent trap biweekly monitoring replacing flue gas temperature
monitor (wet scrubbers).
Sources:
1. Hospital/Medical/Infectious Waste Incinerators (HMIWI) [EPA-HQ-OAR-2006-0534] Testing and Monitoring Options and Costs Memo (IV-B-66).
2. E-mail and attachment from Peter Westlin, EPA, to Mary Johnson, EPA. August 19, 2008. Monitoring Options for SNCR on Medical Waste Incinerators.
3. E-mail from Dan Bivins, EPA, to Mary Johnson, EPA. September 27, 2006. Cost of CO CEMS.
4. E-mail from Dan Bivins, EPA, to Mary Johnson, EPA. July 28, 2006. Some Preliminary Thoughts on the HWI Monitoring.

## Stack Testing (hidden)
Stack Testing Costs
Parameters/Costs |  | Equation | Values
A. Parameters
1. Cost index
| a. 2008 |  | 575.4
| d. 1992 |  | 358.2
B. Testing Costs, $ |  |  |  | Annual PM, HCl, opacity; | 14333.3333 | Incinerators, burn-off ovens, small-remote incinerators
| 1. Method 5 (PM) | = $8,000 x (575.4/358.2) | 12000 | Annual everything except CO: | 50333.3333 | Energy recovery units
| 2. Method 9 (opacity) | = $1,000 x (575.4/358.2) + $1,500 | 2500 | Annual PM, HCl, CO, Nox, SO2, opacity: | 28333.3333 | Cement kilns
| 3. Method 10 (CO) | = $4,000 x (575.4/358.2) + $1,000 | 7000
| 4. Method 26 (HCl) | = $5,000 x (575.4/358.2) | 7000
| 5. Method 29 (metals) | = $8,000 x (575.4/358.2) + $2,000 | 14000 | Everything | 55000
| 6. Method 23 (CDD/CDF) | = $21,000 x (575.4/358.2) - $5,000 | 26000
| 7. Method 7E (NOX) | = $5,000 x (575.4/358.2) | 7000
| 8. Method 6C (SO2) | = $5,000 x (575.4/358.2) | 7000
Note:
1. Initial testing costs to be annualized over 15 years at 7% interest.
2. Testing costs have been rounded to the nearest $1,000 (except for opacity) to be
consistent with level of rounding in original costs; costs also adjusted based on
additional information from EPA.
3. Multiple test costs adjusted by 2/3 in nationwide cost estimates to account for travel,
accommodations, methods/sampling trains, etc. common to the tests.
Sources:
1. Memorandum from R. Segall, EPA/EMB, to R. Copland, EPA/SDB. October 14, 1992.
Medical Waste Incinerator Study: Emission Measurement and Continuous Monitoring.
(II-B-89)
2. E-mail from Jason Dewees, EPA, to Peter Westlin, EPA. August 20, 2008.
Monitoring Options for SNCR & Test Cost Questions.
3. E-mail from Jason Dewees, EPA, to Mary Johnson, EPA. August 20, 2008.
Re: Monitoring Options for SNCR & Test Cost Questions.
| CRF (15 yr, 7%): | 0.10979

## VE Testing (hidden)
Visible Emissions Testing Costs
Parameters/Costs |  | Equation | Values
A. Parameters
| 1. Operating labor rate, $/hr (LR) |  | 34.6
| 2. Capital recovery factor, 5-yr equipment life, 7% interest (CRF) | = [i x (1 + i)a] / [(1 + i)a - 1], where i = interest rate, a = equipment life | 0.24389
B. Total Capital Investment, $ (TCI) |  | = Combination light meter/anemometer ($200) + digital stopwatches (2 each at $25) | 250
C. Direct Annual Costs, $/yr
| 1. Operating labor | = (1 hr/reading) x (3 readings/test) x (1 test/yr) x LR | 103.8
D. Indirect Annual Costs, $/yr
| 1. Overhead | = 0.6 x (operating labor) | 62.28
| 2. Property taxes, insurance, and administration | = 0.04 x TCI | 10
| 3. Capital recovery | = CRF x TCI | 60.9727
E. Total Annual Cost, $/yr (rounded) |  | = Direct Annual Costs + Indirect Annual Costs | 200
Sources:
1. Professional Equipment. 2008. Light Meters Industrial and Professional: Digital Light Meter. Website: http://www.professionalequipment.com.
Accessed July 24, 2008.
2. Cole-Parmer. 2008. Digital Stopwatches -Cole Parmer Instrument Catalog. Website: http://www.coleparmer.com. Accessed July 24, 2008.

## R&R (hidden)
Recordkeeping and Reporting Costs
|  | (A) | (B) | (C) | (D) | (E) | (F) | (G)
Burden item |  | Person-hours per occurrence | Number of occurrences per year | Technical person-hours per year (C = A x B) | Management person-hours per year (D = C x 0.05) | Clerical person-hours per year (E = C x 0.1) | Total person-hours per year (F = C + D + E) | Cost, $
A. Applications |  | N/A
B. Surveys and Studies |  | N/A
C. Reporting Requirements
| 1. Read instructions | 1 | 1 | 1 | 0.05 | 0.1 | 1.15 | 40.9392
2. Required activities
| a. Perf. spec. tests (certif.) for CMS | 17 | 1 | 17 | 0.85 | 1.7 | 19.55 | 695.9664
3. Write report
a. Notification of initial performance test
| i. Pollutants, fugitive ash emissions | 2 | 1 | 2 | 0.1 | 0.2 | 2.3 | 81.8784
| ii. Fugitive ash emissions | 1 | 1 | 1 | 0.05 | 0.1 | 1.15 | 40.9392
| b. Notification of initial CMS demonstration | 2 | 1 | 2 | 0.1 | 0.2 | 2.3 | 81.8784
c. Report of initial performance test
| i. Pollutants, fugitive ash emissions | 8 | 1 | 8 | 0.4 | 0.8 | 9.2 | 327.5136
| ii. Fugitive ash emissions | 2 | 1 | 2 | 0.1 | 0.2 | 2.3 | 81.8784
| d. Report of initial CMS demonstration | Incl. in C2
e. Annual report
| i. Results of performance tests conducted during the year | 40 | 1 | 40 | 2 | 4 | 46 | 1637.568
D. Recordkeeping Requirements
| 1. Read instructions | Incl. in C1
| 2. Plan activities | N/A
| 3. Implement activities | N/A
| 4. Develop record system | N/A
5. Time to enter information
| a. Records of initial performance test | Incl. in C3
| b. Records of annual and any subsequent compliance tests | Incl. in C3
E. Total Labor Burden and Cost |  |  |  | 73 | 3.65 | 7.3 | 83.95 | 2988.5616
all subcategories
Notes:
1. Industry costs are based on the following hourly rates: technical at $34.60, management at $82.23, and clerical at $22.32 (see table below). The composite hourly labor rate is
($34.60/hr) + (0.05 x $82.23/hr) + (0.1 x $22.32/hr) = $40.94/hr. Labor rates were increased by 60% to account for overhead.
2. Person-hours per occurrence for CMS performance specification costs are based on the performance specification costs to certify CMS ($700) divided by the composite hourly
labor rate ($40.94/hr).
3. Control device inspection cost already accounted for under monitoring costs.
4. Assume 8 hours for each facility to review the report of the initial performance test for pollutants and fugitive ash.
5. Assume 2 hours for each facility to review the report of the initial performance test for fugitive ash.
6. Assume 40 hours to review report of annual PM, CO, and HCl compliance reports.
7. The average recurrent burden and cost in the first 3 years after promulgation for the sources with recurrent burden are equal to the person-hours added down each column for
technical, management, and clerical and the sum of the cost column.
Sources:
1. Bureau of Labor Statistics, Occupational Employment Statistics, May 2008 National Industry-Specific Occupational Employment and Wage Estimates.
2. Hospital/Medical/Infectious Waste Incinerators (HMIWI) [EPA-HQ-OAR2006-0534] Testing and Monitoring Options and Costs Memo (IV-B-66).
Labor Rates:
INDUSTRY
Parameter |  | Pulp, Paper and Paperboard Mills | Pipeline Transportation | Cement and Concrete Product Manufacturing | Pharma-ceutical & Medicine Manufac-turing | Average | Loaded
| 1. Technical - Stationary Engineers & Boiler Operators | 19.14 | 21.11 | 18.88 | 27.36 | 21.6225 | 34.596
| 2. Management - Engineering Managers | 41.41 | 58.22 | 43.9 | 62.05 | 51.395 | 82.232
| 3. Clerical - Office Clerks, General | 14.21 | 14.15 | 12.58 | 14.85 | 13.9475 | 22.316
| 4. Composite labor rate | [5 empty] | 40.9392
| 5. Contractor | [5 empty] | 80
EPA
|  | Hourly Mean Wage | With Fringe & Overhead
| (GS- 12, step 5) - Tech. | 32.73 | 52.368
| (GS- 15, step 5) - Mgmt. | 54.1 | 86.56
| (GS-7, step 5) - Cler. | 18.45 | 29.52
Source: http://www.opm.gov/oca/10tables/pdf/gs_h.pdf
from http://www.opm.gov/oca/10tables/

## Subcat Inputs (hidden)
Existing Unit Inputs | Incinerators | Energy recovery units - Solids | Small, remote incinerators | Energy recovery units - Liquid/Gas | Cement kilns
Number of Units | 3 | 31 | 19 | 6 | 16 |  | 75
Number of Facilities | 3 | 20 | 16 | 4 | 12 | 55 | 55
Total Initial Stack Test Cost | 42999 | 721666.6667 | 406166.6667 | 240666.6667 | 246666.6667
Average Initial Stack Test Cost | 14333 | 23279.5699 | 21377.193 | 40111.1111 | 15416.6667
Additional Monitoring Inputs
Number of Bag Leak Detectors: | 2 | 5 | 2 | 3 | 2
Number of PBS Parameter Monitors: | 0 | 16 | 0 | 0 | 2
Number of SNCR Monitors: | 1 | 0 | 0 | 2 | 1
Number of CO CEMS: | 0 | 0 | 0 | 0 | 0
Number of PM CEMS: | 0 | 10 | 0 | 1 | 0
Number of Opacity Monitors: | 0 | 0 | 0 | 2 | 0
Number of Oxygen Monitors: | 0 | 28 | 0 | 2 | 0
Number of ACI Monitors: | 3 | 29 | 1 | 0 | 15
Average Cost of ACI Monitoring: | 8300 | 8475.8621 | 4200 | 0 | 8180

## COSTTAB_Incinerators Yr 1
Table 1.A - Annual Respondent Burden and Cost of Recordkeeping and Reporting Requirements for the Emissions Guidelines | [17 empty] | 75
for Existing Stationary Sources: Commercial and Industrial Solid Waste Incineration Units - Subpart DDDD - Year 1, Incinerators
| = | # pulping lines |  | (A) | Emission |  | (B) | (C) | (D) | (E) | (F) | (G) | (H)
| = | # bleaching lines |  | Respondent | Testing | Non-Labor | Number of | Hours | Number of | Technical | Management | Clerical | Emission | Total | Total | Total | Footnotes
| = | # mills total |  | Hours per | Contractor | Costs | Occurrences | Per | Respondents | Hours | Hours | Hours | Testing | Labor Costs | Non-Labor | Responses
| = | # mills with bleaching lines |  | Occurrence | Hours | Per | Per | Respondent | Per Year (a) | Per Year | Per Year | Per Year | Contractor | Per Year | Costs | Per Year
|  |  |  | (Technical | Per | Occurrence | Respondent | Per Year |  |  |  |  | Hours Per | (b) | Per Year
Burden Item |  |  |  | hours) | Occurrence |  | Per Year | (C=A x B) |  | (CXD) | (E x 0.05) | (E x 0.1) | Year
1. | Applications |  |  | Not applicable |  |  |  | 0 | 55 |  |  |  |  | 0
2. | Surveys and Studies |  |  | Not applicable |  |  |  | 0 | 4 | 0 | 0 | 0 |  | 0
3. | Reporting Requirements | [6 empty] | 0 |  | 0 | 0 | 0 |  | 0
| A. | Read and Understand Rule Requirements |  | 1 | 0 | 100 | 1 | 1 | 3 | 3 | 0.15 | 0.3 | 0 | 122.8176 | 300 | 3 | c,d,l
| B. | Required Activities | [7 empty] | 0 | 0 | 0
|  | 1) Initial stack test and report (PM, dioxins/furans, |  | Included in E. | varies | 14333 | 1 | 0 | 3 | 0 | 0 | 0 | 179.1625 | 0 | 42999 | 3 | c
opacity, HCl, Cd, Pb, Hg, CO, NOx, and SO2 (as required))
|  | 2) Annual stack test and test report (PM, HCl, Opacity, and Fugitive Ash) |  | Included in E. | 181.6667 | 14533.3333 | 1 | 0 | 0 | 0 | 0 | 0 | 0 | 0 | 0 | 0 | e
|  | 3) | Operator training and qualification
|  |  | a) Establish and teach operator qualification course | 64 | 0 | 0 | 1 | 64 | 3 | 192 | 9.6 | 19.2 | 0 | 7860.3264 | 0 | 3 | c
|  |  | b) Obtain operator qualification | 72 | 0 | 0 | 1 | 72 | 3 | 216 | 10.8 | 21.6 | 0 | 8842.8672 | 0 | 3 | c
|  |  | c) Annual refresher course | 12 |  | 0 | 1 | 12 | 0 | 0 | 0 | 0 | 0 | 0 | 0 | 0 | e
|  |  | d) Initial review of site-specific information | Included in a.
|  |  | e) Annual review of site-specific information | 8 | 0 | 0 | 1 | 8 | 0 | 0 | 0 | 0 | 0 | 0 | 0 | 0 | e
|  | 4) Establish operating parameters (maximum and minimum) |  | 40 | Included in B.1. | 0 | 1 | 40 | 3 | 120 | 6 | 12 | 0 | 4912.704 | 0 | 3 | c
5) Continuous parameter monitoring (including CEMS)
|  |  | a) Initial costs | 17 | 0 | 8000 | 1 | 17 | 3 | 51 | 2.55 | 5.1 | 0 | 2087.8992 | 8000 | 3 | c,f
|  |  | b) Annual costs | 17 | 0 | 39500 | 1 | 17 | 3 | 51 | 2.55 | 5.1 | 0 | 2087.8992 | 39500 | 3 | e,g
| C. | Create Information |  | Included in 3.B
| D. | Gather Information |  | Included in 3.E
| E. | Report Preparation | [5 empty] | 0 |  | 0 | 0 | 0 |  | 0
1) Notification of initial performance test
|  |  | a) Pollutants, fugitive ash emissions | 2 | 0 | 0 | 1 | 2 | 3 | 6 | 0.3 | 0.6 | 0 | 245.6352 | 0 | 3
|  |  | b) Fugitive Ash Emissions | 1 | 0 | 0 | 1 | 1 | 3 | 3 | 0.15 | 0.3 | 0 | 122.8176 | 0 | 3
|  | 2) Notification of initial CMS Demonstration |  | 2 | 0 | 0 | 1 | 2 | 3 | 6 | 0.3 | 0.6 | 0 | 245.6352 | 0 | 3
3) Report of initial performance test
|  |  | a) Pollutants, fugitive ash emissions | 8 | 0 | 7.5 | 1 | 8 | 3 | 24 | 1.2 | 2.4 | 0 | 982.5408 | 22.5 | 3
|  |  | b) Fugitive Ash Emissions | 2 | 0 | 0 | 1 | 2 | 3 | 6 | 0.3 | 0.6 | 0 | 245.6352 | 0 | 3
|  | 4) Report of initial CMS demonstration |  | Included in 3.B.5
1 |  | 5) Report prior to construction (includes siting analysis) |  | 160 | 0 | 0 | 1 | 160 | 3 | 480 | 24 | 48 | 0 | 19650.816 | 0 | 3 | c
1 |  | 6) Report prior to initial start-up
|  |  | a) Without site specific parameter petition | 6 | 0 | 0 | 1 | 6 | 0 | 0 | 0 | 0 | 0 | 0 | 0 | 0 | c,h
|  |  | b) With site specific parameter petition | 14 | 0 | 0 | 1 | 14 | 0 | 0 | 0 | 0 | 0 | 0 | 0 | 0 | c,h
0.1 |  | 7) Report of initial stack test |  | Included in 3.B.1
1 |  | 8) Report established values for site-specific operating parameters |  | Included in 3.B | 0 | 0 | 1 | 0 | 0 | 0 | 0 | 0 | 0 | 0 | 0 | 0 | c
|  | 9) Waste management plan |  | 160 | 0 | 0 | 1 | 160 | 3 | 480 | 24 | 48 | 0 | 19650.816 | 0 | 3 | c
10) Annual Report:
|  |  | a) Results of performance tests conducted during the year | 40 | 0 | 7.5 | 1 | 40 | 0 | 0 | 0 | 0 | 0 | 0 | 0 | 0
|  | 11) Status report for operators that are off-site for more than 2 weeks |  | 8 | 0 | 0 | 1 | 8 | 0.3 | 2.4 | 0.12 | 0.24 | 0 | 98.2541 | 0 | 0.3 | i
12) Corrective action summary for operators that are off-site for more
0.2 |  |  | than 2 weeks | 8 | 0 | 0 | 2 | 16 | 0.3 | 4.8 | 0.24 | 0.48 | 0 | 196.5082 | 0 | 0.6 | i
|  | 13) Semiannual report of emissions/parameter exceedances |  | 24 | 0 | 7.5 | 1 | 24 | 0.3 | 7.2 | 0.36 | 0.72 | 0 | 294.7622 | 2.25 | 0.3 | j
ReportingSubtotal | [9 empty] | 1652.4 | 82.62 | 165.24 | 179.1625 | 67647.9341 | 90823.75 | 43.2
4. Recordkeeping Requirements
| A. Read Instructions |  |  | Inculded in 3.A
1 | B. Plan Activities |  |  | Not applicable
| C. Implement Activities |  |  | Not applicable
| D. Develop Record System |  |  | Not applicable
E. Record Information
|  | 1) Records of operating parameters |  | Included in 3.B.5.b | 0 | 0 | 52 | 0 | 0 | 0 | 0 | 0 | 0 | 0 | 0 | 0
2) Records of periods for which minimum amount of data on operating
|  | parameters were not obtained |  | 0.5 | 0 | 0 | 52 | 26 | 0 | 0 | 0 | 0 | 0 | 0 | 0 | 0 | k
|  | 3) Records of malfunction of the unit |  | 1.5 | 0 | 0 | 1 | 1.5 | 0 | 0 | 0 | 0 | 0 | 0 | 0 | 0 | k
|  | 4) Records of exceedances of the operating parameters |  | 1.5 | 0 | 0 | 1 | 1.5 | 0.3 | 0.45 | 0.0225 | 0.045 | 0 | 18.4226 | 0 | 0.3 | j
|  | 5) Records of stack tests |  | Included in 3.E
|  | 6) Records of siting analysis |  | Included in 3.E
|  | 7) Records of persons who have reviewed operating procedures |  | 1 | 0 | 0 | 1 | 1 | 0 | 0 | 0 | 0 | 0 | 0 | 0 | 0
|  | 8) Records of persons who have completed operator training |  | 1 | 0 | 0 | 1 | 1 | 0 | 0 | 0 | 0 | 0 | 0 | 0 | 0
|  | 9) Records of persons whe meet operator qualification criteria |  | 1 | 0 | 0 | 1 | 1 | 0 | 0 | 0 | 0 | 0 | 0 | 0 | 0
|  | 10) Records of monitoring device calibration |  | Included in 3.B
|  | 11) Records of site-specific documentation |  | 24 | 0 | 0 | 1 | 24 | 0 | 0 | 0 | 0 | 0 | 0 | 0 | 0
| F. Personnel Training |  |  | Included in 3.B
| G. Time for Audits |  |  | Not applicable
Recordkeeping Subtotal | [9 empty] | 0.45 | 0.0225 | 0.045 | 0 | 18.4226 | 0 | 0.3
TOTAL: | [9 empty] | 1652.85 | 82.6425 | 165.285 | 179.1625 | 67666.3567 | 90823.75 | 43.5
[11 empty] | Total Hours | Labor | Non-Labor | Total
[8 empty] | Summary of Respondent Burden |  |  | 1900.7775 | 67666.3567 | 90823.75 | 158490.1067
[8 empty] | Annualized Capital and Startup |  |  |  |  | 51299 | 51299
[8 empty] | O & M Summary |  |  |  |  | 39500 | 39500
FOOTNOTES
a | Based on the total number of existing units expected to continue operating once the guidelines become effective.
b | Costs are based on the following hourly rates: technical at $34.60, management at $82.23, clerical at $22.32, and testing contractor at $80.
c | One-time only costs.
d | Cost incurred by a facility regardless of the number of affected units at the plant.
e | Annual cost. Annual costs are not incurred until the second year of operation.
f | Based on the sum of the annualized capital costs for each monitoring system required for incinerators.
g | Based on the sum of the calculated annual cost for each monitoring system required for incinerators.
h | Assumed that one-third of the facilities will petition for site-specific parameters.
i | Assumed that 10 percent of the facilities would not have a qualified operator available for more than two weeks at least once a year. Assumed that this required only two corrective action summaries.
j | Assumed that 10 percent of the facilities would have an exceedance during the year.
k | Standards apply at all times under the newly proposed regulation. Therefore no periods of unobtained data or malfunction periods are expected.
l | Assumed $100 for puchase of filing cabinet to house copy of rule, records and report copies.

## COSTTAB_Incinerators Yr 2
Table 1.B - Annual Respondent Burden and Cost of Recordkeeping and Reporting Requirements for the Emissions Guidelines | [17 empty] | 75
for Existing Stationary Sources: Commercial and Industrial Solid Waste Incineration Units - Subpart DDDD - Year 2, Incinerators
| = | # pulping lines |  | (A) | Emission |  | (B) | (C) | (D) | (E) | (F) | (G) | (H)
| = | # bleaching lines |  | Respondent | Testing | Non-Labor | Number of | Hours | Number of | Technical | Management | Clerical | Emission | Total | Total | Total | Footnotes
| = | # mills total |  | Hours per | Contractor | Costs | Occurrences | Per | Respondents | Hours | Hours | Hours | Testing | Labor Costs | Non-Labor | Responses
| = | # mills with bleaching lines |  | Occurrence | Hours | Per | Per | Respondent | Per Year (a) | Per Year | Per Year | Per Year | Contractor | Per Year | Costs | Per Year
|  |  |  | (Technical | Per | Occurrence | Respondent | Per Year |  |  |  |  | Hours Per | (b) | Per Year
Burden Item |  |  |  | hours) | Occurrence |  | Per Year | (C=A x B) |  | (CXD) | (E x 0.05) | (E x 0.1) | Year
1. | Applications |  |  | Not applicable |  |  |  | 0 | 55 |  |  |  |  | 0
2. | Surveys and Studies |  |  | Not applicable |  |  |  | 0 | 4 | 0 | 0 | 0 |  | 0
3. | Reporting Requirements | [6 empty] | 0 |  | 0 | 0 | 0 |  | 0
| A. | Read and Understand Rule Requirements |  | 1 | 0 | 0 | 1 | 1 | 0 | 0 | 0 | 0 | 0 | 0 | 0 | 0 | c,d,l
| B. | Required Activities | [7 empty] | 0 | 0 | 0
|  | 1) Initial stack test and report (PM, dioxins/furans, opacity, HCl, Cd, Pb, Hg, CO, NOx, and SO2 (as required)) |  | Included in E. | varies | 0 | 1 | 0 | 0 | 0 | 0 | 0 | 0 | 0 | 0 | 0 | c
|  | 2) Annual stack test and test report (PM, HCl, Opacity, and Fugitive Ash) |  | Included in E. | 181.6667 | 14533.3333 | 1 | 0 | 3 | 0 | 0 | 0 | 545 | 0 | 43600 | 3 | e
|  | 3) | Operator training and qualification
|  |  | a) Establish and teach operator qualification course | 64 | 0 | 0 | 1 | 64 | 0 | 0 | 0 | 0 | 0 | 0 | 0 | 0 | c
|  |  | b) Obtain operator qualification | 72 | 0 | 0 | 1 | 72 | 0 | 0 | 0 | 0 | 0 | 0 | 0 | 0 | c
|  |  | c) Annual refresher course | 12 |  | 0 | 1 | 12 | 3 | 36 | 1.8 | 3.6 | 0 | 1473.8112 | 0 | 3 | e
|  |  | d) Initial review of site-specific information | Included in a.
|  |  | e) Annual review of site-specific information | 8 | 0 | 0 | 1 | 8 | 3 | 24 | 1.2 | 2.4 | 0 | 982.5408 | 0 | 3 | e
|  | 4) Establish operating parameters (maximum and minimum) |  | 40 | Included in B.1. | 0 | 1 | 40 | 0 | 0 | 0 | 0 | 0 | 0 | 0 | 0 | c
5) Continuous parameter monitoring (including CEMS)
|  |  | a) Initial costs | 17 | 0 | 8000 | 1 | 17 | 0 | 0 | 0 | 0 | 0 | 0 | 8000 | 0 | c,f
|  |  | b) Annual costs | 17 | 0 | 47500 | 1 | 17 | 3 | 51 | 2.55 | 5.1 | 0 | 2087.8992 | 47500 | 3 | e,g
| C. | Create Information |  | Included in 3.B
| D. | Gather Information |  | Included in 3.E
| E. | Report Preparation | [5 empty] | 0 |  | 0 | 0 | 0 |  | 0
1) Notification of initial performance test
|  |  | a) Pollutants, fugitive ash emissions | 2 | 0 | 0 | 1 | 2 | 0 | 0 | 0 | 0 | 0 | 0 | 0 | 0
|  |  | b) Fugitive Ash Emissions | 1 | 0 | 0 | 1 | 1 | 0 | 0 | 0 | 0 | 0 | 0 | 0 | 0
|  | 2) Notification of initial CMS Demonstration |  | 2 | 0 | 0 | 1 | 2 | 0 | 0 | 0 | 0 | 0 | 0 | 0 | 0
3) Report of initial performance test
|  |  | a) Pollutants, fugitive ash emissions | 8 | 0 | 7.5 | 1 | 8 | 0 | 0 | 0 | 0 | 0 | 0 | 0 | 0
|  |  | b) Fugitive Ash Emissions | 2 | 0 | 0 | 1 | 2 | 0 | 0 | 0 | 0 | 0 | 0 | 0 | 0
|  | 4) Report of initial CMS demonstration |  | Included in 3.B.5
1 |  | 5) Report prior to construction (includes siting analysis) |  | 160 | 0 | 0 | 1 | 160 | 0 | 0 | 0 | 0 | 0 | 0 | 0 | 0 | c
1 |  | 6) Report prior to initial start-up
|  |  | a) Without site specific parameter petition | 6 | 0 | 0 | 1 | 6 | 0 | 0 | 0 | 0 | 0 | 0 | 0 | 0 | c,h
|  |  | b) With site specific parameter petition | 14 | 0 | 0 | 1 | 14 | 0 | 0 | 0 | 0 | 0 | 0 | 0 | 0 | c,h
0.1 |  | 7) Report of initial stack test |  | Included in 3.B.1
1 |  | 8) Report established values for site-specific operating parameters |  | Included in 3.B | 0 | 0 | 1 | 0 | 0 | 0 | 0 | 0 | 0 | 0 | 0 | 0 | c
|  | 9) Waste management plan |  | 160 | 0 | 0 | 1 | 160 | 0 | 0 | 0 | 0 | 0 | 0 | 0 | 0 | c
10) Annual Report:
|  |  | a) Results of performance tests conducted during the year | 40 | 0 | 7.5 | 1 | 40 | 3 | 120 | 6 | 12 | 0 | 4912.704 | 22.5 | 3
|  | 11) Status report for operators that are off-site for more than 2 weeks |  | 8 | 0 | 0 | 1 | 8 | 0.3 | 2.4 | 0.12 | 0.24 | 0 | 98.2541 | 0 | 0.3 | i
12) Corrective action summary for operators that are off-site for more
0.2 |  |  | than 2 weeks | 8 | 0 | 0 | 2 | 16 | 0.3 | 4.8 | 0.24 | 0.48 | 0 | 196.5082 | 0 | 0.6 | i
|  | 13) Semiannual report of emissions/parameter exceedances |  | 24 | 0 | 7.5 | 1 | 24 | 0.3 | 7.2 | 0.36 | 0.72 | 0 | 294.7622 | 2.25 | 0.3 | j
ReportingSubtotal | [9 empty] | 245.4 | 12.27 | 24.54 | 545 | 10046.4797 | 99124.75 | 16.2
4. Recordkeeping Requirements
| A. Read Instructions |  |  | Inculded in 3.A
1 | B. Plan Activities |  |  | Not applicable
| C. Implement Activities |  |  | Not applicable
| D. Develop Record System |  |  | Not applicable
E. Record Information
|  | 1) Records of operating parameters |  | Included in 3.B.5.b | 0 | 0 | 52 | 0 | 0 | 0 | 0 | 0 | 0 | 0 | 0 | 0
2) Records of periods for which minimum amount of data on operating
|  | parameters were not obtained |  | 0.5 | 0 | 0 | 52 | 26 | 0 | 0 | 0 | 0 | 0 | 0 | 0 | 0 | k
|  | 3) Records of malfunction of the unit |  | 1.5 | 0 | 0 | 1 | 1.5 | 0 | 0 | 0 | 0 | 0 | 0 | 0 | 0 | k
|  | 4) Records of exceedances of the operating parameters |  | 1.5 | 0 | 0 | 1 | 1.5 | 0.3 | 0.45 | 0.0225 | 0.045 | 0 | 18.4226 | 0 | 0.3 | j
|  | 5) Records of stack tests |  | Included in 3.E
|  | 6) Records of siting analysis |  | Included in 3.E
|  | 7) Records of persons who have reviewed operating procedures |  | 1 | 0 | 0 | 1 | 1 | 3 | 3 | 0.15 | 0.3 | 0 | 122.8176 | 0 | 3
|  | 8) Records of persons who have completed operator training |  | 1 | 0 | 0 | 1 | 1 | 3 | 3 | 0.15 | 0.3 | 0 | 122.8176 | 0 | 3
|  | 9) Records of persons whe meet operator qualification criteria |  | 1 | 0 | 0 | 1 | 1 | 3 | 3 | 0.15 | 0.3 | 0 | 122.8176 | 0 | 3
|  | 10) Records of monitoring device calibration |  | Included in 3.B
|  | 11) Records of site-specific documentation |  | 24 | 0 | 0 | 1 | 24 | 3 | 72 | 3.6 | 7.2 | 0 | 2947.6224 | 0 | 3
| F. Personnel Training |  |  | Included in 3.B
| G. Time for Audits |  |  | Not applicable
Recordkeeping Subtotal | [9 empty] | 81.45 | 4.0725 | 8.145 | 0 | 3334.4978 | 0 | 12.3
TOTAL: | [9 empty] | 326.85 | 16.3425 | 32.685 | 545 | 13380.9775 | 99124.75 | 28.5
[11 empty] | Total Hours | Labor | Non-Labor | Total
[8 empty] | Summary of Respondent Burden |  |  | 375.8775 | 13380.9775 | 99124.75 | 112505.7275
[8 empty] | Annualized Capital and Startup |  |  |  |  | 8000 | 8000
[8 empty] | O & M Summary |  |  |  |  | 47500 | 47500
FOOTNOTES
a | Based on the total number of existing units expected to continue operating once the guidelines become effective.
b | Costs are based on the following hourly rates: technical at $34.60, management at $82.23, clerical at $22.32, and testing contractor at $80.
c | One-time only costs.
d | Cost incurred by a facility regardless of the number of affected units at the plant.
e | Annual cost. Annual costs are not incurred until the second year of operation.
f | Based on the sum of the annualized capital costs for each monitoring system required for incinerators.
g | Based on the sum of the calculated annual cost for each monitoring system required for incinerators.
h | Assumed that one-third of the facilities will petition for site-specific parameters.
i | Assumed that 10 percent of the facilities would not have a qualified operator available for more than two weeks at least once a year. Assumed that this required only two corrective action summaries.
j | Assumed that 10 percent of the facilities would have an exceedance during the year.
k | Standards apply at all times under the newly proposed regulation. Therefore no periods of unobtained data or malfunction periods are expected.
l | Assumed $100 for puchase of filing cabinet to house copy of rule, records and report copies.

## COSTTAB_Incinerators Yr 3
Table 1.C - Annual Respondent Burden and Cost of Recordkeeping and Reporting Requirements for the Emissions Guidelines | [17 empty] | 75
for Existing Stationary Sources: Commercial and Industrial Solid Waste Incineration Units - Subpart DDDD - Year 3, Incinerators
[10 empty] | 45.04 | 66.73 | 28.14 | 80
| = | # pulping lines |  | (A) | Emission |  | (B) | (C) | (D) | (E) | (F) | (G) | (H)
| = | # bleaching lines |  | Respondent | Testing | Non-Labor | Number of | Hours | Number of | Technical | Management | Clerical | Emission | Total | Total | Total | Footnotes
| = | # mills total |  | Hours per | Contractor | Costs | Occurrences | Per | Respondents | Hours | Hours | Hours | Testing | Labor Costs | Non-Labor | Responses
| = | # mills with bleaching lines |  | Occurrence | Hours | Per | Per | Respondent | Per Year (a) | Per Year | Per Year |  | Contractor | Per Year | Costs | Per Year
|  |  |  | (Technical | Per | Occurrence | Respondent | Per Year |  |  |  | @$22.32 | Hours Per | (b) | Per Year
Burden Item |  |  |  | hours) | Occurrence |  | Per Year | (C=A x B) |  | (CXD) | (E x 0.05) | (E x 0.1) | Year
1. | Applications |  |  | Not applicable |  |  |  | 0 | 55 |  |  |  |  | 0
2. | Surveys and Studies |  |  | Not applicable |  |  |  | 0 | 4 | 0 | 0 | 0 |  | 0
3. | Reporting Requirements | [6 empty] | 0 |  | 0 | 0 | 0 |  | 0
| A. | Read and Understand Rule Requirements |  | 1 | 0 | 0 | 1 | 1 | 0 | 0 | 0 | 0 | 0 | 0 | 0 | 0 | c,d,l
| B. | Required Activities | [7 empty] | 0 | 0 | 0
|  | 1) Initial stack test and report (PM, dioxins/furans, |  | Included in E. | varies | 0 | 1 | 0 | 0 | 0 | 0 | 0 | 0 | 0 | 0 | 0 | c
opacity, HCl, Cd, Pb, Hg, CO, NOx, and SO2 (as required))
|  | 2) Annual stack test and test report (PM, HCl, Opacity, and Fugitive Ash) |  | Included in E. | 181.6667 | 14533.3333 | 1 | 0 | 3 | 0 | 0 | 0 | 545 | 0 | 43600 | 3 | e
|  | 3) | Operator training and qualification
|  |  | a) Establish and teach operator qualification course | 64 | 0 | 0 | 1 | 64 | 0 | 0 | 0 | 0 | 0 | 0 | 0 | 0 | c
|  |  | b) Obtain operator qualification | 72 | 0 | 0 | 1 | 72 | 0 | 0 | 0 | 0 | 0 | 0 | 0 | 0 | c
|  |  | c) Annual refresher course | 12 |  | 0 | 1 | 12 | 3 | 36 | 1.8 | 3.6 | 0 | 1473.8112 | 0 | 3 | e
|  |  | d) Initial review of site-specific information | Included in a.
|  |  | e) Annual review of site-specific information | 8 | 0 | 0 | 1 | 8 | 3 | 24 | 1.2 | 2.4 | 0 | 982.5408 | 0 | 3 | e
|  | 4) Establish operating parameters (maximum and minimum) |  | 40 | Included in B.1. | 0 | 1 | 40 | 0 | 0 | 0 | 0 | 0 | 0 | 0 | 0 | c
5) Continuous parameter monitoring (including CEMS)
|  |  | a) Initial costs | 17 | 0 | 8000 | 1 | 17 | 0 | 0 | 0 | 0 | 0 | 0 | 8000 | 0 | c,f
|  |  | b) Annual costs | 17 | 0 | 47500 | 1 | 17 | 3 | 51 | 2.55 | 5.1 | 0 | 2087.8992 | 47500 | 3 | e,g
| C. | Create Information |  | Included in 3.B
| D. | Gather Information |  | Included in 3.E
| E. | Report Preparation | [5 empty] | 0 |  | 0 | 0 | 0 |  | 0
1) Notification of initial performance test
|  |  | a) Pollutants, fugitive ash emissions | 2 | 0 | 0 | 1 | 2 | 0 | 0 | 0 | 0 | 0 | 0 | 0 | 0
|  |  | b) Fugitive Ash Emissions | 1 | 0 | 0 | 1 | 1 | 0 | 0 | 0 | 0 | 0 | 0 | 0 | 0
|  | 2) Notification of initial CMS Demonstration |  | 2 | 0 | 0 | 1 | 2 | 0 | 0 | 0 | 0 | 0 | 0 | 0 | 0
3) Report of initial performance test
|  |  | a) Pollutants, fugitive ash emissions | 8 | 0 | 7.5 | 1 | 8 | 0 | 0 | 0 | 0 | 0 | 0 | 0 | 0
|  |  | b) Fugitive Ash Emissions | 2 | 0 | 0 | 1 | 2 | 0 | 0 | 0 | 0 | 0 | 0 | 0 | 0
|  | 4) Report of initial CMS demonstration |  | Included in 3.B.5
1 |  | 5) Report prior to construction (includes siting analysis) |  | 160 | 0 | 0 | 1 | 160 | 0 | 0 | 0 | 0 | 0 | 0 | 0 | 0 | c
1 |  | 6) Report prior to initial start-up
|  |  | a) Without site specific parameter petition | 6 | 0 | 0 | 1 | 6 | 0 | 0 | 0 | 0 | 0 | 0 | 0 | 0 | c,h
|  |  | b) With site specific parameter petition | 14 | 0 | 0 | 1 | 14 | 0 | 0 | 0 | 0 | 0 | 0 | 0 | 0 | c,h
0.1 |  | 7) Report of initial stack test |  | Included in 3.B.1
1 |  | 8) Report established values for site-specific operating parameters |  | Included in 3.B | 0 | 0 | 1 | 0 | 0 | 0 | 0 | 0 | 0 | 0 | 0 | 0 | c
|  | 9) Waste management plan |  | 160 | 0 | 0 | 1 | 160 | 0 | 0 | 0 | 0 | 0 | 0 | 0 | 0 | c
10) Annual Report:
|  |  | a) Results of performance tests conducted during the year | 40 | 0 | 7.5 | 1 | 40 | 3 | 120 | 6 | 12 | 0 | 4912.704 | 22.5 | 3
|  | 11) Status report for operators that are off-site for more than 2 weeks |  | 8 | 0 | 0 | 1 | 8 | 0.3 | 2.4 | 0.12 | 0.24 | 0 | 98.2541 | 0 | 0.3 | i
12) Corrective action summary for operators that are off-site for more
0.2 |  |  | than 2 weeks | 8 | 0 | 0 | 2 | 16 | 0.3 | 4.8 | 0.24 | 0.48 | 0 | 196.5082 | 0 | 0.6 | i
|  | 13) Semiannual report of emissions/parameter exceedances |  | 24 | 0 | 7.5 | 1 | 24 | 0.3 | 7.2 | 0.36 | 0.72 | 0 | 294.7622 | 2.25 | 0.3 | j
ReportingSubtotal | [9 empty] | 245.4 | 12.27 | 24.54 | 545 | 10046.4797 | 99124.75 | 16.2
4. Recordkeeping Requirements
| A. Read Instructions |  |  | Inculded in 3.A
1 | B. Plan Activities |  |  | Not applicable
| C. Implement Activities |  |  | Not applicable
| D. Develop Record System |  |  | Not applicable
E. Record Information
|  | 1) Records of operating parameters |  | Included in 3.B.5.b | 0 | 0 | 52 | 0 | 0 | 0 | 0 | 0 | 0 | 0 | 0 | 0
2) Records of periods for which minimum amount of data on operating
|  | parameters were not obtained |  | 0.5 | 0 | 0 | 52 | 26 | 0 | 0 | 0 | 0 | 0 | 0 | 0 | 0 | k
|  | 3) Records of malfunction of the unit |  | 1.5 | 0 | 0 | 1 | 1.5 | 0 | 0 | 0 | 0 | 0 | 0 | 0 | 0 | k
|  | 4) Records of exceedances of the operating parameters |  | 1.5 | 0 | 0 | 1 | 1.5 | 0.3 | 0.45 | 0.0225 | 0.045 | 0 | 18.4226 | 0 | 0.3 | j
|  | 5) Records of stack tests |  | Included in 3.E
|  | 6) Records of siting analysis |  | Included in 3.E
|  | 7) Records of persons who have reviewed operating procedures |  | 1 | 0 | 0 | 1 | 1 | 3 | 3 | 0.15 | 0.3 | 0 | 122.8176 | 0 | 3
|  | 8) Records of persons who have completed operator training |  | 1 | 0 | 0 | 1 | 1 | 3 | 3 | 0.15 | 0.3 | 0 | 122.8176 | 0 | 3
|  | 9) Records of persons whe meet operator qualification criteria |  | 1 | 0 | 0 | 1 | 1 | 3 | 3 | 0.15 | 0.3 | 0 | 122.8176 | 0 | 3
|  | 10) Records of monitoring device calibration |  | Included in 3.B
|  | 11) Records of site-specific documentation |  | 24 | 0 | 0 | 1 | 24 | 3 | 72 | 3.6 | 7.2 | 0 | 2947.6224 | 0 | 3
| F. Personnel Training |  |  | Included in 3.B
| G. Time for Audits |  |  | Not applicable
Recordkeeping Subtotal | [9 empty] | 81.45 | 4.0725 | 8.145 | 0 | 3334.4978 | 0 | 12.3
TOTAL: | [9 empty] | 326.85 | 16.3425 | 32.685 | 545 | 13380.9775 | 99124.75 | 28.5
[11 empty] | Total Hours | Labor | Non-Labor | Total
[8 empty] | Summary of Respondent Burden |  |  | 375.8775 | 13380.9775 | 99124.75 | 112505.7275
[8 empty] | Annualized Capital and Startup |  |  |  |  | 8000 | 8000
[8 empty] | O & M Summary |  |  |  |  | 47500 | 47500
FOOTNOTES
a | Based on the total number of existing units expected to continue operating once the guidelines become effective.
b | Costs are based on the following hourly rates: technical at $34.60, management at $82.23, clerical at $22.32, and testing contractor at $80.
c | One-time only costs.
d | Cost incurred by a facility regardless of the number of affected units at the plant.
e | Annual cost. Annual costs are not incurred until the second year of operation.
f | Based on the sum of the annualized capital costs for each monitoring system required for incinerators.
g | Based on the sum of the calculated annual cost for each monitoring system required for incinerators.
h | Assumed that one-third of the facilities will petition for site-specific parameters.
i | Assumed that 10 percent of the facilities would not have a qualified operator available for more than two weeks at least once a year. Assumed that this required only two corrective action summaries.
j | Assumed that 10 percent of the facilities would have an exceedance during the year.
k | Standards apply at all times under the newly proposed regulation. Therefore no periods of unobtained data or malfunction periods are expected.
l | Assumed $100 for puchase of filing cabinet to house copy of rule, records and report copies.

## COSTTAB_Incinerators Summary
Table 1.D - Summary of Annual Respondent Burden and Cost of Recordkeeping and Reporting Requirements for the Emissions Guidelines for Existing Stationary Sources: Commercial and Industrial Solid Waste Incineration Units - Subpart DDDD, Incinerators
Year | Technical Hours | Management Hours | Clerical Hours | Total Hours | Testing Contractor Hoursa | Labor Costs | Non-Labor (O&M) Costs | Total Costs
1 | 1652.85 | 82.6425 | 165.285 | 1900.7775 | 179.1625 | 67666.3567 | 90823.75 | 158490.1067
2 | 326.85 | 16.3425 | 32.685 | 375.8775 | 545 | 13380.9775 | 99124.75 | 112505.7275
3 | 326.85 | 16.3425 | 32.685 | 375.8775 | 545 | 13380.9775 | 99124.75 | 112505.7275
Total | 2306.55 | 115.3275 | 230.655 | 2652.5325 | 1269.1625 | 94428.3118 | 289073.25 | 383501.5618
Average | 768.85 | 38.4425 | 76.885 | 884.1775 | 423.0542 | 31476.1039 | 96357.75 | 127833.8539
a. Test contractor costs are accounted for in the non-labor category

## COSTTAB_ERU-Solid Yr 1
Table 2.A - Annual Respondent Burden and Cost of Recordkeeping and Reporting Requirements for the Emissions Guidelines | [17 empty] | 75
for Existing Stationary Sources: Commercial and Industrial Solid Waste Incineration Units - Subpart DDDD - Year 1, Energy Recovery Units (Solids)
| = | # pulping lines |  | (A) | Emission |  | (B) | (C) | (D) | (E) | (F) | (G) | (H)
| = | # bleaching lines |  | Respondent | Testing | Non-Labor | Number of | Hours | Number of | Technical | Management | Clerical | Emission | Total | Total | Total | Footnotes
| = | # mills total |  | Hours per | Contractor | Costs | Occurrences | Per | Respondents | Hours | Hours | Hours | Testing | Labor Costs | Non-Labor | Responses
| = | # mills with bleaching lines |  | Occurrence | Hours | Per | Per | Respondent | Per Year (a) | Per Year | Per Year | Per Year | Contractor | Per Year | Costs | Per Year
|  |  |  | (Technical | Per | Occurrence | Respondent | Per Year |  |  |  |  | Hours Per | (b) | Per Year
Burden Item |  |  |  | hours) | Occurrence |  | Per Year | (C=A x B) |  | (CXD) | (E x 0.05) | (E x 0.1) | Year
1. | Applications |  |  | Not applicable |  |  |  | 0 | 55 |  |  |  |  | 0
2. | Surveys and Studies |  |  | Not applicable |  |  |  | 0 | 4 | 0 | 0 | 0 |  | 0
3. | Reporting Requirements | [6 empty] | 0 |  | 0 | 0 | 0 |  | 0
| A. | Read and Understand Rule Requirements |  | 1 | 0 | 100 | 1 | 1 | 20 | 20 | 1 | 2 | 0 | 818.784 | 2000 | 20 | c,d,l
| B. | Required Activities | [7 empty] | 0 | 0 | 0
|  | 1) Initial stack test and report (PM, dioxins/furans, |  | Included in E. | varies | 23279.5699 | 1 | 0 | 31 | 0 | 0 | 0 | 290.9946 | 0 | 721666.6667 | 31 | c
opacity, HCl, Cd, Pb, Hg, CO, NOx, and SO2 (as required))
|  | 2) Annual stack test and test report (PM, HCl, Opacity, and Fugitive Ash) |  | Included in E. | 181.6667 | 14533.3333 | 1 | 0 | 0 | 0 | 0 | 0 | 0 | 0 | 0 | 0 | e
|  | 3) | Operator training and qualification
|  |  | a) Establish and teach operator qualification course | 64 | 0 | 0 | 1 | 64 | 20 | 1280 | 64 | 128 | 0 | 52402.176 | 0 | 20 | c
|  |  | b) Obtain operator qualification | 72 | 0 | 0 | 1 | 72 | 20 | 1440 | 72 | 144 | 0 | 58952.448 | 0 | 20 | c
|  |  | c) Annual refresher course | 12 |  | 0 | 1 | 12 | 0 | 0 | 0 | 0 | 0 | 0 | 0 | 0 | e
|  |  | d) Initial review of site-specific information | Included in a.
|  |  | e) Annual review of site-specific information | 8 | 0 | 0 | 1 | 8 | 0 | 0 | 0 | 0 | 0 | 0 | 0 | 0 | e
|  | 4) Establish operating parameters (maximum and minimum) |  | 40 | Included in B.1. | 0 | 1 | 40 | 31 | 1240 | 62 | 124 | 0 | 50764.608 | 0 | 31 | c
5) Continuous parameter monitoring (including CEMS)
|  |  | a) Initial costs | 17 | 0 | 16707.871 | 1 | 17 | 31 | 527 | 26.35 | 52.7 | 0 | 21574.9584 | 517944 | 31 | c,f
|  |  | b) Annual costs | 17 | 0 | 31777.6774 | 1 | 17 | 31 | 527 | 26.35 | 52.7 | 0 | 21574.9584 | 985108 | 31 | e,g
| C. | Create Information |  | Included in 3.B
| D. | Gather Information |  | Included in 3.E
| E. | Report Preparation | [5 empty] | 0 |  | 0 | 0 | 0 |  | 0
1) Notification of initial performance test
|  |  | a) Pollutants, fugitive ash emissions | 2 | 0 | 0 | 1 | 2 | 31 | 62 | 3.1 | 6.2 | 0 | 2538.2304 | 0 | 31
|  |  | b) Fugitive Ash Emissions | 1 | 0 | 0 | 1 | 1 | 31 | 31 | 1.55 | 3.1 | 0 | 1269.1152 | 0 | 31
|  | 2) Notification of initial CMS Demonstration |  | 2 | 0 | 0 | 1 | 2 | 20 | 40 | 2 | 4 | 0 | 1637.568 | 0 | 20
3) Report of initial performance test
|  |  | a) Pollutants, fugitive ash emissions | 8 | 0 | 7.5 | 1 | 8 | 31 | 248 | 12.4 | 24.8 | 0 | 10152.9216 | 232.5 | 31
|  |  | b) Fugitive Ash Emissions | 2 | 0 | 0 | 1 | 2 | 31 | 62 | 3.1 | 6.2 | 0 | 2538.2304 | 0 | 31
|  | 4) Report of initial CMS demonstration |  | Included in 3.B.5
1 |  | 5) Report prior to construction (includes siting analysis) |  | 160 | 0 | 0 | 1 | 160 | 20 | 3200 | 160 | 320 | 0 | 131005.44 | 0 | 20 | c
1 |  | 6) Report prior to initial start-up
|  |  | a) Without site specific parameter petition | 6 | 0 | 0 | 1 | 6 | 13 | 78 | 3.9 | 7.8 | 0 | 3193.2576 | 0 | 13 | c,h
|  |  | b) With site specific parameter petition | 14 | 0 | 0 | 1 | 14 | 7 | 98 | 4.9 | 9.8 | 0 | 4012.0416 | 0 | 7 | c,h
0.1 |  | 7) Report of initial stack test |  | Included in 3.B.1
1 |  | 8) Report established values for site-specific operating parameters |  | Included in 3.B | 0 | 0 | 1 | 0 | 0 | 0 | 0 | 0 | 0 | 0 | 0 | 0 | c
|  | 9) Waste management plan |  | 160 | 0 | 0 | 1 | 160 | 20 | 3200 | 160 | 320 | 0 | 131005.44 | 0 | 20 | c
10) Annual Report:
|  |  | a) Results of performance tests conducted during the year | 40 | 0 | 7.5 | 1 | 40 | 0 | 0 | 0 | 0 | 0 | 0 | 0 | 0
|  | 11) Status report for operators that are off-site for more than 2 weeks |  | 8 | 0 | 0 | 1 | 8 | 2 | 16 | 0.8 | 1.6 | 0 | 655.0272 | 0 | 2 | i
12) Corrective action summary for operators that are off-site for more
0.2 |  |  | than 2 weeks | 8 | 0 | 0 | 2 | 16 | 2 | 32 | 1.6 | 3.2 | 0 | 1310.0544 | 0 | 4 | i
|  | 13) Semiannual report of emissions/parameter exceedances |  | 24 | 0 | 7.5 | 1 | 24 | 2 | 48 | 2.4 | 4.8 | 0 | 1965.0816 | 15 | 2 | j
ReportingSubtotal | [9 empty] | 12149 | 607.45 | 1214.9 | 290.9946 | 497370.3408 | 2226966.1667 | 396
4. Recordkeeping Requirements
| A. Read Instructions |  |  | Inculded in 3.A
1 | B. Plan Activities |  |  | Not applicable
| C. Implement Activities |  |  | Not applicable
| D. Develop Record System |  |  | Not applicable
E. Record Information
|  | 1) Records of operating parameters |  | Included in 3.B.5.b | 0 | 0 | 52 | 0 | 0 | 0 | 0 | 0 | 0 | 0 | 0 | 0
2) Records of periods for which minimum amount of data on operating
|  | parameters were not obtained |  | 0.5 | 0 | 0 | 52 | 26 | 0 | 0 | 0 | 0 | 0 | 0 | 0 | 0 | k
|  | 3) Records of malfunction of the unit |  | 1.5 | 0 | 0 | 1 | 1.5 | 0 | 0 | 0 | 0 | 0 | 0 | 0 | 0 | k
|  | 4) Records of exceedances of the operating parameters |  | 1.5 | 0 | 0 | 1 | 1.5 | 2 | 3 | 0.15 | 0.3 | 0 | 122.8176 | 0 | 2 | j
|  | 5) Records of stack tests |  | Included in 3.E
|  | 6) Records of siting analysis |  | Included in 3.E
|  | 7) Records of persons who have reviewed operating procedures |  | 1 | 0 | 0 | 1 | 1 | 0 | 0 | 0 | 0 | 0 | 0 | 0 | 0
|  | 8) Records of persons who have completed operator training |  | 1 | 0 | 0 | 1 | 1 | 0 | 0 | 0 | 0 | 0 | 0 | 0 | 0
|  | 9) Records of persons whe meet operator qualification criteria |  | 1 | 0 | 0 | 1 | 1 | 0 | 0 | 0 | 0 | 0 | 0 | 0 | 0
|  | 10) Records of monitoring device calibration |  | Included in 3.B
|  | 11) Records of site-specific documentation |  | 24 | 0 | 0 | 1 | 24 | 0 | 0 | 0 | 0 | 0 | 0 | 0 | 0
| F. Personnel Training |  |  | Included in 3.B
| G. Time for Audits |  |  | Not applicable
Recordkeeping Subtotal | [9 empty] | 3 | 0.15 | 0.3 | 0 | 122.8176 | 0 | 2
TOTAL: | [9 empty] | 12152 | 607.6 | 1215.2 | 290.9946 | 497493.1584 | 2226966.1667 | 398
[11 empty] | Total Hours | Labor | Non-Labor | Total
[8 empty] | Summary of Respondent Burden |  |  | 13974.8 | 497493.1584 | 2226966.1667 | 2724459.3251
[8 empty] | Annualized Capital and Startup |  |  |  |  | 1241610.6667 | 1241610.6667
[8 empty] | O & M Summary |  |  |  |  | 985108 | 985108
FOOTNOTES
a | Based on the total number of existing units expected to continue operating once the guidelines become effective.
b | Costs are based on the following hourly rates: technical at $34.60, management at $82.23, clerical at $22.32, and testing contractor at $80.
c | One-time only costs.
d | Cost incurred by a facility regardless of the number of affected units at the plant.
e | Annual cost. Annual costs are not incurred until the second year of operation.
f | Based on the sum of the annualized capital costs for each monitoring system required for incinerators.
g | Based on the sum of the calculated annual cost for each monitoring system required for incinerators.
h | Assumed that one-third of the facilities will petition for site-specific parameters.
i | Assumed that 10 percent of the facilities would not have a qualified operator available for more than two weeks at least once a year. Assumed that this required only two corrective action summaries.
j | Assumed that 10 percent of the facilities would have an exceedance during the year.
k | Standards apply at all times under the newly proposed regulation. Therefore no periods of unobtained data or malfunction periods are expected.
l | Assumed $100 for puchase of filing cabinet to house copy of rule, records and report copies.

## COSTTAB_ERU-Solid Yr 2
Table 2.B - Annual Respondent Burden and Cost of Recordkeeping and Reporting Requirements for the Emissions Guidelines | [17 empty] | 75
for Existing Stationary Sources: Commercial and Industrial Solid Waste Incineration Units - Subpart DDDD - Year 2, Energy Recovery Units (Solids)
| = | # pulping lines |  | (A) | Emission |  | (B) | (C) | (D) | (E) | (F) | (G) | (H)
| = | # bleaching lines |  | Respondent | Testing | Non-Labor | Number of | Hours | Number of | Technical | Management | Clerical | Emission | Total | Total | Total | Footnotes
| = | # mills total |  | Hours per | Contractor | Costs | Occurrences | Per | Respondents | Hours | Hours | Hours | Testing | Labor Costs | Non-Labor | Responses
| = | # mills with bleaching lines |  | Occurrence | Hours | Per | Per | Respondent | Per Year (a) | Per Year | Per Year | Per Year | Contractor | Per Year | Costs | Per Year
|  |  |  | (Technical | Per | Occurrence | Respondent | Per Year |  |  |  |  | Hours Per | (b) | Per Year
Burden Item |  |  |  | hours) | Occurrence |  | Per Year | (C=A x B) |  | (CXD) | (E x 0.05) | (E x 0.1) | Year
1. | Applications |  |  | Not applicable |  |  |  | 0 | 55 |  |  |  |  | 0
2. | Surveys and Studies |  |  | Not applicable |  |  |  | 0 | 4 | 0 | 0 | 0 |  | 0
3. | Reporting Requirements | [6 empty] | 0 |  | 0 | 0 | 0 |  | 0
| A. | Read and Understand Rule Requirements |  | 1 | 0 | 0 | 1 | 1 | 0 | 0 | 0 | 0 | 0 | 0 | 0 | 0 | c,d,l
| B. | Required Activities | [7 empty] | 0 | 0 | 0
|  | 1) Initial stack test and report (PM, dioxins/furans, |  | Included in E. | varies | 23279.5699 | 1 | 0 | 0 | 0 | 0 | 0 | 290.9946 | 0 | 0 | 0 | c
opacity, HCl, Cd, Pb, Hg, CO, NOx, and SO2 (as required))
|  | 2) Annual stack test and test report (PM, HCl, Opacity, and Fugitive Ash) |  | Included in E. | 181.6667 | 14533.3333 | 1 | 0 | 31 | 0 | 0 | 0 | 5631.6667 | 0 | 450533.3333 | 31 | e
|  | 3) | Operator training and qualification
|  |  | a) Establish and teach operator qualification course | 64 | 0 | 0 | 1 | 64 | 0 | 0 | 0 | 0 | 0 | 0 | 0 | 0 | c
|  |  | b) Obtain operator qualification | 72 | 0 | 0 | 1 | 72 | 0 | 0 | 0 | 0 | 0 | 0 | 0 | 0 | c
|  |  | c) Annual refresher course | 12 |  | 0 | 1 | 12 | 20 | 240 | 12 | 24 | 0 | 9825.408 | 0 | 20 | e
|  |  | d) Initial review of site-specific information | Included in a.
|  |  | e) Annual review of site-specific information | 8 | 0 | 0 | 1 | 8 | 20 | 160 | 8 | 16 | 0 | 6550.272 | 0 | 20 | e
|  | 4) Establish operating parameters (maximum and minimum) |  | 40 | Included in B.1. | 0 | 1 | 40 | 0 | 0 | 0 | 0 | 0 | 0 | 0 | 0 | c
5) Continuous parameter monitoring (including CEMS)
|  |  | a) Initial costs | 17 | 0 | 0 | 1 | 17 | 0 | 0 | 0 | 0 | 0 | 0 | 279300 | 0 | c,f
|  |  | b) Annual costs | 17 | 0 | 31777.6774 | 1 | 17 | 0 | 0 | 0 | 0 | 0 | 0 | 985108 | 0 | e,g
| C. | Create Information |  | Included in 3.B
| D. | Gather Information |  | Included in 3.E
| E. | Report Preparation | [5 empty] | 0 |  | 0 | 0 | 0 |  | 0
1) Notification of initial performance test
|  |  | a) Pollutants, fugitive ash emissions | 2 | 0 | 0 | 1 | 2 | 0 | 0 | 0 | 0 | 0 | 0 | 0 | 0
|  |  | b) Fugitive Ash Emissions | 1 | 0 | 0 | 1 | 1 | 0 | 0 | 0 | 0 | 0 | 0 | 0 | 0
|  | 2) Notification of initial CMS Demonstration |  | 2 | 0 | 0 | 1 | 2 | 0 | 0 | 0 | 0 | 0 | 0 | 0 | 0
3) Report of initial performance test
|  |  | a) Pollutants, fugitive ash emissions | 8 | 0 | 7.5 | 1 | 8 | 0 | 0 | 0 | 0 | 0 | 0 | 0 | 0
|  |  | b) Fugitive Ash Emissions | 2 | 0 | 0 | 1 | 2 | 0 | 0 | 0 | 0 | 0 | 0 | 0 | 0
|  | 4) Report of initial CMS demonstration |  | Included in 3.B.5
1 |  | 5) Report prior to construction (includes siting analysis) |  | 160 | 0 | 0 | 1 | 160 | 0 | 0 | 0 | 0 | 0 | 0 | 0 | 0 | c
1 |  | 6) Report prior to initial start-up
|  |  | a) Without site specific parameter petition | 6 | 0 | 0 | 1 | 6 | 0 | 0 | 0 | 0 | 0 | 0 | 0 | 0 | c,h
|  |  | b) With site specific parameter petition | 14 | 0 | 0 | 1 | 14 | 0 | 0 | 0 | 0 | 0 | 0 | 0 | 0 | c,h
0.1 |  | 7) Report of initial stack test |  | Included in 3.B.1
1 |  | 8) Report established values for site-specific operating parameters |  | Included in 3.B | 0 | 0 | 1 | 0 | 0 | 0 | 0 | 0 | 0 | 0 | 0 | 0 | c
|  | 9) Waste management plan |  | 160 | 0 | 0 | 1 | 160 | 0 | 0 | 0 | 0 | 0 | 0 | 0 | 0 | c
10) Annual Report:
|  |  | a) Results of performance tests conducted during the year | 40 | 0 | 7.5 | 1 | 40 | 31 | 1240 | 62 | 124 | 0 | 50764.608 | 232.5 | 31
|  | 11) Status report for operators that are off-site for more than 2 weeks |  | 8 | 0 | 0 | 1 | 8 | 2 | 16 | 0.8 | 1.6 | 0 | 655.0272 | 0 | 2 | i
12) Corrective action summary for operators that are off-site for more
0.2 |  |  | than 2 weeks | 8 | 0 | 0 | 2 | 16 | 2 | 32 | 1.6 | 3.2 | 0 | 1310.0544 | 0 | 4 | i
|  | 13) Semiannual report of emissions/parameter exceedances |  | 24 | 0 | 7.5 | 1 | 24 | 2 | 48 | 2.4 | 4.8 | 0 | 1965.0816 | 15 | 2 | j
ReportingSubtotal | [9 empty] | 1736 | 86.8 | 173.6 | 5922.6613 | 71070.4512 | 1715188.8333 | 110
4. Recordkeeping Requirements
| A. Read Instructions |  |  | Inculded in 3.A
1 | B. Plan Activities |  |  | Not applicable
| C. Implement Activities |  |  | Not applicable
| D. Develop Record System |  |  | Not applicable
E. Record Information
|  | 1) Records of operating parameters |  | Included in 3.B.5.b | 0 | 0 | 52 | 0 | 0 | 0 | 0 | 0 | 0 | 0 | 0 | 0
2) Records of periods for which minimum amount of data on operating
|  | parameters were not obtained |  | 0.5 | 0 | 0 | 52 | 26 | 0 | 0 | 0 | 0 | 0 | 0 | 0 | 0 | k
|  | 3) Records of malfunction of the unit |  | 1.5 | 0 | 0 | 1 | 1.5 | 0 | 0 | 0 | 0 | 0 | 0 | 0 | 0 | k
|  | 4) Records of exceedances of the operating parameters |  | 1.5 | 0 | 0 | 1 | 1.5 | 2 | 3 | 0.15 | 0.3 | 0 | 122.8176 | 0 | 2 | j
|  | 5) Records of stack tests |  | Included in 3.E
|  | 6) Records of siting analysis |  | Included in 3.E
|  | 7) Records of persons who have reviewed operating procedures |  | 1 | 0 | 0 | 1 | 1 | 20 | 20 | 1 | 2 | 0 | 818.784 | 0 | 20
|  | 8) Records of persons who have completed operator training |  | 1 | 0 | 0 | 1 | 1 | 20 | 20 | 1 | 2 | 0 | 818.784 | 0 | 20
|  | 9) Records of persons whe meet operator qualification criteria |  | 1 | 0 | 0 | 1 | 1 | 20 | 20 | 1 | 2 | 0 | 818.784 | 0 | 20
|  | 10) Records of monitoring device calibration |  | Included in 3.B
|  | 11) Records of site-specific documentation |  | 24 | 0 | 0 | 1 | 24 | 20 | 480 | 24 | 48 | 0 | 19650.816 | 0 | 20
| F. Personnel Training |  |  | Included in 3.B
| G. Time for Audits |  |  | Not applicable
Recordkeeping Subtotal | [9 empty] | 543 | 27.15 | 54.3 | 0 | 22229.9856 | 0 | 82
TOTAL: | [9 empty] | 2279 | 113.95 | 227.9 | 5922.6613 | 93300.4368 | 1715188.8333 | 192
[11 empty] | Total Hours | Labor | Non-Labor | Total
[8 empty] | Summary of Respondent Burden |  |  | 2620.85 | 93300.4368 | 1715188.8333 | 1808489.2701
[8 empty] | Annualized Capital and Startup |  |  |  |  | 279300 | 279300
[8 empty] | O & M Summary |  |  |  |  | 985108 | 985108
FOOTNOTES
a | Based on the total number of existing units expected to continue operating once the guidelines become effective.
b | Costs are based on the following hourly rates: technical at $34.60, management at $82.23, clerical at $22.32, and testing contractor at $80.
c | One-time only costs.
d | Cost incurred by a facility regardless of the number of affected units at the plant.
e | Annual cost. Annual costs are not incurred until the second year of operation.
f | Based on the sum of the annualized capital costs for each monitoring system required for incinerators.
g | Based on the sum of the calculated annual cost for each monitoring system required for incinerators.
h | Assumed that one-third of the facilities will petition for site-specific parameters.
i | Assumed that 10 percent of the facilities would not have a qualified operator available for more than two weeks at least once a year. Assumed that this required only two corrective action summaries.
j | Assumed that 10 percent of the facilities would have an exceedance during the year.
k | Standards apply at all times under the newly proposed regulation. Therefore no periods of unobtained data or malfunction periods are expected.
l | Assumed $100 for puchase of filing cabinet to house copy of rule, records and report copies.

## COSTTAB_ERU-Solid Yr 3
Table 2.C - Annual Respondent Burden and Cost of Recordkeeping and Reporting Requirements for the Emissions Guidelines | [17 empty] | 75
for Existing Stationary Sources: Commercial and Industrial Solid Waste Incineration Units - Subpart DDDD - Year 3, Energy Recovery Units (Solids)
| = | # pulping lines |  | (A) | Emission |  | (B) | (C) | (D) | (E) | (F) | (G) | (H)
| = | # bleaching lines |  | Respondent | Testing | Non-Labor | Number of | Hours | Number of | Technical | Management | Clerical | Emission | Total | Total | Total | Footnotes
| = | # mills total |  | Hours per | Contractor | Costs | Occurrences | Per | Respondents | Hours | Hours | Hours | Testing | Labor Costs | Non-Labor | Responses
| = | # mills with bleaching lines |  | Occurrence | Hours | Per | Per | Respondent | Per Year (a) | Per Year | Per Year | Per Year | Contractor | Per Year | Costs | Per Year
|  |  |  | (Technical | Per | Occurrence | Respondent | Per Year |  |  |  |  | Hours Per | (b) | Per Year
Burden Item |  |  |  | hours) | Occurrence |  | Per Year | (C=A x B) |  | (CXD) | (E x 0.05) | (E x 0.1) | Year
1. | Applications |  |  | Not applicable |  |  |  | 0 | 55 |  |  |  |  | 0
2. | Surveys and Studies |  |  | Not applicable |  |  |  | 0 | 4 | 0 | 0 | 0 |  | 0
3. | Reporting Requirements | [6 empty] | 0 |  | 0 | 0 | 0 |  | 0
| A. | Read and Understand Rule Requirements |  | 1 | 0 | 0 | 1 | 1 | 0 | 0 | 0 | 0 | 0 | 0 | 0 | 0 | c,d,l
| B. | Required Activities | [7 empty] | 0 | 0 | 0
|  | 1) Initial stack test and report (PM, dioxins/furans, |  | Included in E. | varies | 23279.5699 | 1 | 0 | 0 | 0 | 0 | 0 | 290.9946 | 0 | 0 | 0 | c
opacity, HCl, Cd, Pb, Hg, CO, NOx, and SO2 (as required))
|  | 2) Annual stack test and test report (PM, HCl, Opacity, and Fugitive Ash) |  | Included in E. | 181.6667 | 14533.3333 | 1 | 0 | 31 | 0 | 0 | 0 | 5631.6667 | 0 | 450533.3333 | 31 | e
|  | 3) | Operator training and qualification
|  |  | a) Establish and teach operator qualification course | 64 | 0 | 0 | 1 | 64 | 0 | 0 | 0 | 0 | 0 | 0 | 0 | 0 | c
|  |  | b) Obtain operator qualification | 72 | 0 | 0 | 1 | 72 | 0 | 0 | 0 | 0 | 0 | 0 | 0 | 0 | c
|  |  | c) Annual refresher course | 12 |  | 0 | 1 | 12 | 20 | 240 | 12 | 24 | 0 | 9825.408 | 0 | 20 | e
|  |  | d) Initial review of site-specific information | Included in a.
|  |  | e) Annual review of site-specific information | 8 | 0 | 0 | 1 | 8 | 20 | 160 | 8 | 16 | 0 | 6550.272 | 0 | 20 | e
|  | 4) Establish operating parameters (maximum and minimum) |  | 40 | Included in B.1. | 0 | 1 | 40 | 0 | 0 | 0 | 0 | 0 | 0 | 0 | 0 | c
5) Continuous parameter monitoring (including CEMS)
|  |  | a) Initial costs | 17 | 0 | 0 | 1 | 17 | 0 | 0 | 0 | 0 | 0 | 0 | 279300 | 0 | c,f
|  |  | b) Annual costs | 17 | 0 | 31777.6774 | 1 | 17 | 0 | 0 | 0 | 0 | 0 | 0 | 985108 | 0 | e,g
| C. | Create Information |  | Included in 3.B
| D. | Gather Information |  | Included in 3.E
| E. | Report Preparation | [5 empty] | 0 |  | 0 | 0 | 0 |  | 0
1) Notification of initial performance test
|  |  | a) Pollutants, fugitive ash emissions | 2 | 0 | 0 | 1 | 2 | 0 | 0 | 0 | 0 | 0 | 0 | 0 | 0
|  |  | b) Fugitive Ash Emissions | 1 | 0 | 0 | 1 | 1 | 0 | 0 | 0 | 0 | 0 | 0 | 0 | 0
|  | 2) Notification of initial CMS Demonstration |  | 2 | 0 | 0 | 1 | 2 | 0 | 0 | 0 | 0 | 0 | 0 | 0 | 0
3) Report of initial performance test
|  |  | a) Pollutants, fugitive ash emissions | 8 | 0 | 7.5 | 1 | 8 | 0 | 0 | 0 | 0 | 0 | 0 | 0 | 0
|  |  | b) Fugitive Ash Emissions | 2 | 0 | 0 | 1 | 2 | 0 | 0 | 0 | 0 | 0 | 0 | 0 | 0
|  | 4) Report of initial CMS demonstration |  | Included in 3.B.5
1 |  | 5) Report prior to construction (includes siting analysis) |  | 160 | 0 | 0 | 1 | 160 | 0 | 0 | 0 | 0 | 0 | 0 | 0 | 0 | c
1 |  | 6) Report prior to initial start-up
|  |  | a) Without site specific parameter petition | 6 | 0 | 0 | 1 | 6 | 0 | 0 | 0 | 0 | 0 | 0 | 0 | 0 | c,h
|  |  | b) With site specific parameter petition | 14 | 0 | 0 | 1 | 14 | 0 | 0 | 0 | 0 | 0 | 0 | 0 | 0 | c,h
0.1 |  | 7) Report of initial stack test |  | Included in 3.B.1
1 |  | 8) Report established values for site-specific operating parameters |  | Included in 3.B | 0 | 0 | 1 | 0 | 0 | 0 | 0 | 0 | 0 | 0 | 0 | 0 | c
|  | 9) Waste management plan |  | 160 | 0 | 0 | 1 | 160 | 0 | 0 | 0 | 0 | 0 | 0 | 0 | 0 | c
10) Annual Report:
|  |  | a) Results of performance tests conducted during the year | 40 | 0 | 7.5 | 1 | 40 | 31 | 1240 | 62 | 124 | 0 | 50764.608 | 232.5 | 31
|  | 11) Status report for operators that are off-site for more than 2 weeks |  | 8 | 0 | 0 | 1 | 8 | 2 | 16 | 0.8 | 1.6 | 0 | 655.0272 | 0 | 2 | i
12) Corrective action summary for operators that are off-site for more
0.2 |  |  | than 2 weeks | 8 | 0 | 0 | 2 | 16 | 2 | 32 | 1.6 | 3.2 | 0 | 1310.0544 | 0 | 4 | i
|  | 13) Semiannual report of emissions/parameter exceedances |  | 24 | 0 | 7.5 | 1 | 24 | 2 | 48 | 2.4 | 4.8 | 0 | 1965.0816 | 15 | 2 | j
ReportingSubtotal | [9 empty] | 1736 | 86.8 | 173.6 | 5922.6613 | 71070.4512 | 1715188.8333 | 110
4. Recordkeeping Requirements
| A. Read Instructions |  |  | Inculded in 3.A
1 | B. Plan Activities |  |  | Not applicable
| C. Implement Activities |  |  | Not applicable
| D. Develop Record System |  |  | Not applicable
E. Record Information
|  | 1) Records of operating parameters |  | Included in 3.B.5.b | 0 | 0 | 52 | 0 | 0 | 0 | 0 | 0 | 0 | 0 | 0 | 0
2) Records of periods for which minimum amount of data on operating
|  | parameters were not obtained |  | 0.5 | 0 | 0 | 52 | 26 | 0 | 0 | 0 | 0 | 0 | 0 | 0 | 0 | k
|  | 3) Records of malfunction of the unit |  | 1.5 | 0 | 0 | 1 | 1.5 | 0 | 0 | 0 | 0 | 0 | 0 | 0 | 0 | k
|  | 4) Records of exceedances of the operating parameters |  | 1.5 | 0 | 0 | 1 | 1.5 | 2 | 3 | 0.15 | 0.3 | 0 | 122.8176 | 0 | 2 | j
|  | 5) Records of stack tests |  | Included in 3.E
|  | 6) Records of siting analysis |  | Included in 3.E
|  | 7) Records of persons who have reviewed operating procedures |  | 1 | 0 | 0 | 1 | 1 | 20 | 20 | 1 | 2 | 0 | 818.784 | 0 | 20
|  | 8) Records of persons who have completed operator training |  | 1 | 0 | 0 | 1 | 1 | 20 | 20 | 1 | 2 | 0 | 818.784 | 0 | 20
|  | 9) Records of persons whe meet operator qualification criteria |  | 1 | 0 | 0 | 1 | 1 | 20 | 20 | 1 | 2 | 0 | 818.784 | 0 | 20
|  | 10) Records of monitoring device calibration |  | Included in 3.B
|  | 11) Records of site-specific documentation |  | 24 | 0 | 0 | 1 | 24 | 20 | 480 | 24 | 48 | 0 | 19650.816 | 0 | 20
| F. Personnel Training |  |  | Included in 3.B
| G. Time for Audits |  |  | Not applicable
Recordkeeping Subtotal | [9 empty] | 543 | 27.15 | 54.3 | 0 | 22229.9856 | 0 | 82
TOTAL: | [9 empty] | 2279 | 113.95 | 227.9 | 5922.6613 | 93300.4368 | 1715188.8333 | 192
[11 empty] | Total Hours | Labor | Non-Labor | Total
[8 empty] | Summary of Respondent Burden |  |  | 2620.85 | 93300.4368 | 1715188.8333 | 1808489.2701
[8 empty] | Annualized Capital and Startup |  |  |  |  | 279300 | 279300
[8 empty] | O & M Summary |  |  |  |  | 985108 | 985108
FOOTNOTES
a | Based on the total number of existing units expected to continue operating once the guidelines become effective.
b | Costs are based on the following hourly rates: technical at $34.60, management at $82.23, clerical at $22.32, and testing contractor at $80.
c | One-time only costs.
d | Cost incurred by a facility regardless of the number of affected units at the plant.
e | Annual cost. Annual costs are not incurred until the second year of operation.
f | Based on the sum of the annualized capital costs for each monitoring system required for incinerators.
g | Based on the sum of the calculated annual cost for each monitoring system required for incinerators.
h | Assumed that one-third of the facilities will petition for site-specific parameters.
i | Assumed that 10 percent of the facilities would not have a qualified operator available for more than two weeks at least once a year. Assumed that this required only two corrective action summaries.
j | Assumed that 10 percent of the facilities would have an exceedance during the year.
k | Standards apply at all times under the newly proposed regulation. Therefore no periods of unobtained data or malfunction periods are expected.
l | Assumed $100 for puchase of filing cabinet to house copy of rule, records and report copies.

## COSTTAB_ERU-Solid Summary
Table 2.D - Summary of Annual Respondent Burden and Cost of Recordkeeping and Reporting Requirements for the Emissions Guidelines for Existing Stationary Sources: Commercial and Industrial Solid Waste Incineration Units - Subpart DDDD, Energy Recovery Units (Solids)
Year | Technical Hours | Management Hours | Clerical Hours | Total Hours | Testing Contractor Hoursa | Labor Costs | Non-Labor (O&M) Costs | Total Costs
1 | 12152 | 607.6 | 1215.2 | 13974.8 | 290.9946 | 497493.1584 | 2226966.1667 | 2724459.3251
2 | 2279 | 113.95 | 227.9 | 2620.85 | 5922.6613 | 93300.4368 | 1715188.8333 | 1808489.2701
3 | 2279 | 113.95 | 227.9 | 2620.85 | 5922.6613 | 93300.4368 | 1715188.8333 | 1808489.2701
Total | 16710 | 835.5 | 1671 | 19216.5 | 12136.3172 | 684094.032 | 5657343.8333 | 6341437.8653
Average | 5570 | 278.5 | 557 | 6405.5 | 4045.4391 | 228031.344 | 1885781.2778 | 2113812.6218
a. Test contractor costs are accounted for in the non-labor category

## COSTTAB_Small Remote Yr 1
Table 3.A - Annual Respondent Burden and Cost of Recordkeeping and Reporting Requirements for the Emissions Guidelines | [17 empty] | 75
for Existing Stationary Sources: Commercial and Industrial Solid Waste Incineration Units - Subpart DDDD - Year 1, Small Remote Incinerators
| = | # pulping lines |  | (A) | Emission |  | (B) | (C) | (D) | (E) | (F) | (G) | (H)
| = | # bleaching lines |  | Respondent | Testing | Non-Labor | Number of | Hours | Number of | Technical | Management | Clerical | Emission | Total | Total | Total | Footnotes
| = | # mills total |  | Hours per | Contractor | Costs | Occurrences | Per | Respondents | Hours | Hours | Hours | Testing | Labor Costs | Non-Labor | Responses
| = | # mills with bleaching lines |  | Occurrence | Hours | Per | Per | Respondent | Per Year (a) | Per Year | Per Year | Per Year | Contractor | Per Year | Costs | Per Year
|  |  |  | (Technical | Per | Occurrence | Respondent | Per Year |  |  |  |  | Hours Per | (b) | Per Year
Burden Item |  |  |  | hours) | Occurrence |  | Per Year | (C=A x B) |  | (CXD) | (E x 0.05) | (E x 0.1) | Year
1. | Applications |  |  | Not applicable |  |  |  | 0 | 55 |  |  |  |  | 0
2. | Surveys and Studies |  |  | Not applicable |  |  |  | 0 | 4 | 0 | 0 | 0 |  | 0
3. | Reporting Requirements | [6 empty] | 0 |  | 0 | 0 | 0 |  | 0
| A. | Read and Understand Rule Requirements |  | 1 | 0 | 100 | 1 | 1 | 16 | 16 | 0.8 | 1.6 | 0 | 655.0272 | 1600 | 16 | c,d,l
| B. | Required Activities | [7 empty] | 0 | 0 | 0
|  | 1) Initial stack test and report (PM, dioxins/furans, |  | Included in E. | varies | 21377.193 | 1 | 0 | 19 | 0 | 0 | 0 | 267.2149 | 0 | 406166.6667 | 19 | c
opacity, HCl, Cd, Pb, Hg, CO, NOx, and SO2 (as required))
|  | 2) Annual stack test and test report (PM, HCl, Opacity, and Fugitive Ash) |  | Included in E. | 181.6667 | 14533.3333 | 1 | 0 | 0 | 0 | 0 | 0 | 0 | 0 | 0 | 0 | e
|  | 3) | Operator training and qualification
|  |  | a) Establish and teach operator qualification course | 64 | 0 | 0 | 1 | 64 | 16 | 1024 | 51.2 | 102.4 | 0 | 41921.7408 | 0 | 16 | c
|  |  | b) Obtain operator qualification | 72 | 0 | 0 | 1 | 72 | 16 | 1152 | 57.6 | 115.2 | 0 | 47161.9584 | 0 | 16 | c
|  |  | c) Annual refresher course | 12 |  | 0 | 1 | 12 | 0 | 0 | 0 | 0 | 0 | 0 | 0 | 0 | e
|  |  | d) Initial review of site-specific information | Included in a.
|  |  | e) Annual review of site-specific information | 8 | 0 | 0 | 1 | 8 | 0 | 0 | 0 | 0 | 0 | 0 | 0 | 0 | e
|  | 4) Establish operating parameters (maximum and minimum) |  | 40 | Included in B.1. | 0 | 1 | 40 | 19 | 760 | 38 | 76 | 0 | 31113.792 | 0 | 19 | c
5) Continuous parameter monitoring (including CEMS)
|  |  | a) Initial costs | 17 | 0 | 368.4211 | 1 | 17 | 19 | 323 | 16.15 | 32.3 | 0 | 13223.3616 | 7000 | 19 | c,f
|  |  | b) Annual costs | 17 | 0 | 1242.1053 | 1 | 17 | 19 | 323 | 16.15 | 32.3 | 0 | 13223.3616 | 23600 | 19 | e,g
| C. | Create Information |  | Included in 3.B
| D. | Gather Information |  | Included in 3.E
| E. | Report Preparation | [5 empty] | 0 |  | 0 | 0 | 0 |  | 0
1) Notification of initial performance test
|  |  | a) Pollutants, fugitive ash emissions | 2 | 0 | 0 | 1 | 2 | 19 | 38 | 1.9 | 3.8 | 0 | 1555.6896 | 0 | 19
|  |  | b) Fugitive Ash Emissions | 1 | 0 | 0 | 1 | 1 | 19 | 19 | 0.95 | 1.9 | 0 | 777.8448 | 0 | 19
|  | 2) Notification of initial CMS Demonstration |  | 2 | 0 | 0 | 1 | 2 | 16 | 32 | 1.6 | 3.2 | 0 | 1310.0544 | 0 | 16
3) Report of initial performance test
|  |  | a) Pollutants, fugitive ash emissions | 8 | 0 | 7.5 | 1 | 8 | 19 | 152 | 7.6 | 15.2 | 0 | 6222.7584 | 142.5 | 19
|  |  | b) Fugitive Ash Emissions | 2 | 0 | 0 | 1 | 2 | 19 | 38 | 1.9 | 3.8 | 0 | 1555.6896 | 0 | 19
|  | 4) Report of initial CMS demonstration |  | Included in 3.B.5
1 |  | 5) Report prior to construction (includes siting analysis) |  | 160 | 0 | 0 | 1 | 160 | 16 | 2560 | 128 | 256 | 0 | 104804.352 | 0 | 16 | c
1 |  | 6) Report prior to initial start-up
|  |  | a) Without site specific parameter petition | 6 | 0 | 0 | 1 | 6 | 10 | 60 | 3 | 6 | 0 | 2456.352 | 0 | 10 | c,h
|  |  | b) With site specific parameter petition | 14 | 0 | 0 | 1 | 14 | 6 | 84 | 4.2 | 8.4 | 0 | 3438.8928 | 0 | 6 | c,h
0.1 |  | 7) Report of initial stack test |  | Included in 3.B.1
1 |  | 8) Report established values for site-specific operating parameters |  | Included in 3.B | 0 | 0 | 1 | 0 | 0 | 0 | 0 | 0 | 0 | 0 | 0 | 0 | c
|  | 9) Waste management plan |  | 160 | 0 | 0 | 1 | 160 | 16 | 2560 | 128 | 256 | 0 | 104804.352 | 0 | 16 | c
10) Annual Report:
|  |  | a) Results of performance tests conducted during the year | 40 | 0 | 7.5 | 1 | 40 | 0 | 0 | 0 | 0 | 0 | 0 | 0 | 0
|  | 11) Status report for operators that are off-site for more than 2 weeks |  | 8 | 0 | 0 | 1 | 8 | 2 | 16 | 0.8 | 1.6 | 0 | 655.0272 | 0 | 2 | i
12) Corrective action summary for operators that are off-site for more
0.2 |  |  | than 2 weeks | 8 | 0 | 0 | 2 | 16 | 2 | 32 | 1.6 | 3.2 | 0 | 1310.0544 | 0 | 4 | i
|  | 13) Semiannual report of emissions/parameter exceedances |  | 24 | 0 | 7.5 | 1 | 24 | 2 | 48 | 2.4 | 4.8 | 0 | 1965.0816 | 15 | 2 | j
ReportingSubtotal | [9 empty] | 9237 | 461.85 | 923.7 | 267.2149 | 378155.3904 | 438524.1667 | 272
4. Recordkeeping Requirements
| A. Read Instructions |  |  | Inculded in 3.A
1 | B. Plan Activities |  |  | Not applicable
| C. Implement Activities |  |  | Not applicable
| D. Develop Record System |  |  | Not applicable
E. Record Information
|  | 1) Records of operating parameters |  | Included in 3.B.5.b | 0 | 0 | 52 | 0 | 0 | 0 | 0 | 0 | 0 | 0 | 0 | 0
2) Records of periods for which minimum amount of data on operating
|  | parameters were not obtained |  | 0.5 | 0 | 0 | 52 | 26 | 0 | 0 | 0 | 0 | 0 | 0 | 0 | 0 | k
|  | 3) Records of malfunction of the unit |  | 1.5 | 0 | 0 | 1 | 1.5 | 0 | 0 | 0 | 0 | 0 | 0 | 0 | 0 | k
|  | 4) Records of exceedances of the operating parameters |  | 1.5 | 0 | 0 | 1 | 1.5 | 2 | 3 | 0.15 | 0.3 | 0 | 122.8176 | 0 | 2 | j
|  | 5) Records of stack tests |  | Included in 3.E
|  | 6) Records of siting analysis |  | Included in 3.E
|  | 7) Records of persons who have reviewed operating procedures |  | 1 | 0 | 0 | 1 | 1 | 0 | 0 | 0 | 0 | 0 | 0 | 0 | 0
|  | 8) Records of persons who have completed operator training |  | 1 | 0 | 0 | 1 | 1 | 0 | 0 | 0 | 0 | 0 | 0 | 0 | 0
|  | 9) Records of persons whe meet operator qualification criteria |  | 1 | 0 | 0 | 1 | 1 | 0 | 0 | 0 | 0 | 0 | 0 | 0 | 0
|  | 10) Records of monitoring device calibration |  | Included in 3.B
|  | 11) Records of site-specific documentation |  | 24 | 0 | 0 | 1 | 24 | 0 | 0 | 0 | 0 | 0 | 0 | 0 | 0
| F. Personnel Training |  |  | Included in 3.B
| G. Time for Audits |  |  | Not applicable
Recordkeeping Subtotal | [9 empty] | 3 | 0.15 | 0.3 | 0 | 122.8176 | 0 | 2
TOTAL: | [9 empty] | 9240 | 462 | 924 | 267.2149 | 378278.208 | 438524.1667 | 274
[11 empty] | Total Hours | Labor | Non-Labor | Total
[8 empty] | Summary of Respondent Burden |  |  | 10626 | 378278.208 | 438524.1667 | 816802.3747
[8 empty] | Annualized Capital and Startup |  |  |  |  | 414766.6667 | 414766.6667
[8 empty] | O & M Summary |  |  |  |  | 23600 | 23600
FOOTNOTES
a | Based on the total number of existing units expected to continue operating once the guidelines become effective.
b | Costs are based on the following hourly rates: technical at $34.60, management at $82.23, clerical at $22.32, and testing contractor at $80.
c | One-time only costs.
d | Cost incurred by a facility regardless of the number of affected units at the plant.
e | Annual cost. Annual costs are not incurred until the second year of operation.
f | Based on the sum of the annualized capital costs for each monitoring system required for incinerators.
g | Based on the sum of the calculated annual cost for each monitoring system required for incinerators.
h | Assumed that one-third of the facilities will petition for site-specific parameters.
i | Assumed that 10 percent of the facilities would not have a qualified operator available for more than two weeks at least once a year. Assumed that this required only two corrective action summaries.
j | Assumed that 10 percent of the facilities would have an exceedance during the year.
k | Standards apply at all times under the newly proposed regulation. Therefore no periods of unobtained data or malfunction periods are expected.
l | Assumed $100 for puchase of filing cabinet to house copy of rule, records and report copies.

## COSTTAB_Small Remote Yr 2
Table 3.B - Annual Respondent Burden and Cost of Recordkeeping and Reporting Requirements for the Emissions Guidelines | [17 empty] | 75
for Existing Stationary Sources: Commercial and Industrial Solid Waste Incineration Units - Subpart DDDD - Year 2, Small Remote Incinerators
[10 empty] | 45.04 | 66.73 | 28.14 | 80
| = | # pulping lines |  | (A) | Emission |  | (B) | (C) | (D) | (E) | (F) | (G) | (H)
| = | # bleaching lines |  | Respondent | Testing | Non-Labor | Number of | Hours | Number of | Technical | Management | Clerical | Emission | Total | Total | Total | Footnotes
| = | # mills total |  | Hours per | Contractor | Costs | Occurrences | Per | Respondents | Hours | Hours | Hours | Testing | Labor Costs | Non-Labor | Responses
| = | # mills with bleaching lines |  | Occurrence | Hours | Per | Per | Respondent | Per Year (a) | Per Year | Per Year | Per Year | Contractor | Per Year | Costs | Per Year
|  |  |  | (Technical | Per | Occurrence | Respondent | Per Year |  |  |  |  | Hours Per | (b) | Per Year
Burden Item |  |  |  | hours) | Occurrence |  | Per Year | (C=A x B) |  | (CXD) | (E x 0.05) | (E x 0.1) | Year
1. | Applications |  |  | Not applicable |  |  |  | 0 | 55 |  |  |  |  | 0
2. | Surveys and Studies |  |  | Not applicable |  |  |  | 0 | 4 | 0 | 0 | 0 |  | 0
3. | Reporting Requirements | [6 empty] | 0 |  | 0 | 0 | 0 |  | 0
| A. | Read and Understand Rule Requirements |  | 1 | 0 | 0 | 1 | 1 | 0 | 0 | 0 | 0 | 0 | 0 | 0 | 0 | c,d,l
| B. | Required Activities | [7 empty] | 0 | 0 | 0
|  | 1) Initial stack test and report (PM, dioxins/furans, |  | Included in E. | varies | 21377.193 | 1 | 0 | 0 | 0 | 0 | 0 | 267.2149 | 0 | 0 | 0 | c
opacity, HCl, Cd, Pb, Hg, CO, NOx, and SO2 (as required))
|  | 2) Annual stack test and test report (PM, HCl, Opacity, and Fugitive Ash) |  | Included in E. | 181.6667 | 14533.3333 | 1 | 0 | 19 | 0 | 0 | 0 | 3451.6667 | 0 | 276133.3333 | 19 | e
|  | 3) | Operator training and qualification
|  |  | a) Establish and teach operator qualification course | 64 | 0 | 0 | 1 | 64 | 0 | 0 | 0 | 0 | 0 | 0 | 0 | 0 | c
|  |  | b) Obtain operator qualification | 72 | 0 | 0 | 1 | 72 | 0 | 0 | 0 | 0 | 0 | 0 | 0 | 0 | c
|  |  | c) Annual refresher course | 12 |  | 0 | 1 | 12 | 16 | 192 | 9.6 | 19.2 | 0 | 7860.3264 | 0 | 16 | e
|  |  | d) Initial review of site-specific information | Included in a.
|  |  | e) Annual review of site-specific information | 8 | 0 | 0 | 1 | 8 | 16 | 128 | 6.4 | 12.8 | 0 | 5240.2176 | 0 | 16 | e
|  | 4) Establish operating parameters (maximum and minimum) |  | 40 | Included in B.1. | 0 | 1 | 40 | 0 | 0 | 0 | 0 | 0 | 0 | 0 | 0 | c
5) Continuous parameter monitoring (including CEMS)
|  |  | a) Initial costs | 17 | 0 | 7000 | 1 | 17 | 0 | 0 | 0 | 0 | 0 | 0 | 7000 | 0 | c,f
|  |  | b) Annual costs | 17 | 0 | 23600 | 1 | 17 | 0 | 0 | 0 | 0 | 0 | 0 | 23600 | 0 | e,g
| C. | Create Information |  | Included in 3.B
| D. | Gather Information |  | Included in 3.E
| E. | Report Preparation | [5 empty] | 0 |  | 0 | 0 | 0 |  | 0
1) Notification of initial performance test
|  |  | a) Pollutants, fugitive ash emissions | 2 | 0 | 0 | 1 | 2 | 0 | 0 | 0 | 0 | 0 | 0 | 0 | 0
|  |  | b) Fugitive Ash Emissions | 1 | 0 | 0 | 1 | 1 | 0 | 0 | 0 | 0 | 0 | 0 | 0 | 0
|  | 2) Notification of initial CMS Demonstration |  | 2 | 0 | 0 | 1 | 2 | 0 | 0 | 0 | 0 | 0 | 0 | 0 | 0
3) Report of initial performance test
|  |  | a) Pollutants, fugitive ash emissions | 8 | 0 | 7.5 | 1 | 8 | 0 | 0 | 0 | 0 | 0 | 0 | 0 | 0
|  |  | b) Fugitive Ash Emissions | 2 | 0 | 0 | 1 | 2 | 0 | 0 | 0 | 0 | 0 | 0 | 0 | 0
|  | 4) Report of initial CMS demonstration |  | Included in 3.B.5
1 |  | 5) Report prior to construction (includes siting analysis) |  | 160 | 0 | 0 | 1 | 160 | 0 | 0 | 0 | 0 | 0 | 0 | 0 | 0 | c
1 |  | 6) Report prior to initial start-up
|  |  | a) Without site specific parameter petition | 6 | 0 | 0 | 1 | 6 | 0 | 0 | 0 | 0 | 0 | 0 | 0 | 0 | c,h
|  |  | b) With site specific parameter petition | 14 | 0 | 0 | 1 | 14 | 0 | 0 | 0 | 0 | 0 | 0 | 0 | 0 | c,h
0.1 |  | 7) Report of initial stack test |  | Included in 3.B.1
1 |  | 8) Report established values for site-specific operating parameters |  | Included in 3.B | 0 | 0 | 1 | 0 | 0 | 0 | 0 | 0 | 0 | 0 | 0 | 0 | c
|  | 9) Waste management plan |  | 160 | 0 | 0 | 1 | 160 | 0 | 0 | 0 | 0 | 0 | 0 | 0 | 0 | c
10) Annual Report:
|  |  | a) Results of performance tests conducted during the year | 40 | 0 | 7.5 | 1 | 40 | 19 | 760 | 38 | 76 | 0 | 31113.792 | 142.5 | 19
|  | 11) Status report for operators that are off-site for more than 2 weeks |  | 8 | 0 | 0 | 1 | 8 | 2 | 16 | 0.8 | 1.6 | 0 | 655.0272 | 0 | 2 | i
12) Corrective action summary for operators that are off-site for more
0.2 |  |  | than 2 weeks | 8 | 0 | 0 | 2 | 16 | 2 | 32 | 1.6 | 3.2 | 0 | 1310.0544 | 0 | 4 | i
|  | 13) Semiannual report of emissions/parameter exceedances |  | 24 | 0 | 7.5 | 1 | 24 | 2 | 48 | 2.4 | 4.8 | 0 | 1965.0816 | 15 | 2 | j
ReportingSubtotal | [9 empty] | 1176 | 58.8 | 117.6 | 3718.8816 | 48144.4992 | 306890.8333 | 78
4. Recordkeeping Requirements
| A. Read Instructions |  |  | Inculded in 3.A
1 | B. Plan Activities |  |  | Not applicable
| C. Implement Activities |  |  | Not applicable
| D. Develop Record System |  |  | Not applicable
E. Record Information
|  | 1) Records of operating parameters |  | Included in 3.B.5.b | 0 | 0 | 52 | 0 | 0 | 0 | 0 | 0 | 0 | 0 | 0 | 0
2) Records of periods for which minimum amount of data on operating
|  | parameters were not obtained |  | 0.5 | 0 | 0 | 52 | 26 | 0 | 0 | 0 | 0 | 0 | 0 | 0 | 0 | k
|  | 3) Records of malfunction of the unit |  | 1.5 | 0 | 0 | 1 | 1.5 | 0 | 0 | 0 | 0 | 0 | 0 | 0 | 0 | k
|  | 4) Records of exceedances of the operating parameters |  | 1.5 | 0 | 0 | 1 | 1.5 | 2 | 3 | 0.15 | 0.3 | 0 | 122.8176 | 0 | 2 | j
|  | 5) Records of stack tests |  | Included in 3.E
|  | 6) Records of siting analysis |  | Included in 3.E
|  | 7) Records of persons who have reviewed operating procedures |  | 1 | 0 | 0 | 1 | 1 | 16 | 16 | 0.8 | 1.6 | 0 | 655.0272 | 0 | 16
|  | 8) Records of persons who have completed operator training |  | 1 | 0 | 0 | 1 | 1 | 16 | 16 | 0.8 | 1.6 | 0 | 655.0272 | 0 | 16
|  | 9) Records of persons whe meet operator qualification criteria |  | 1 | 0 | 0 | 1 | 1 | 16 | 16 | 0.8 | 1.6 | 0 | 655.0272 | 0 | 16
|  | 10) Records of monitoring device calibration |  | Included in 3.B
|  | 11) Records of site-specific documentation |  | 24 | 0 | 0 | 1 | 24 | 16 | 384 | 19.2 | 38.4 | 0 | 15720.6528 | 0 | 16
| F. Personnel Training |  |  | Included in 3.B
| G. Time for Audits |  |  | Not applicable
Recordkeeping Subtotal | [9 empty] | 435 | 21.75 | 43.5 | 0 | 17808.552 | 0 | 66
TOTAL: | [9 empty] | 1611 | 80.55 | 161.1 | 3718.8816 | 65953.0512 | 306890.8333 | 144
[11 empty] | Total Hours | Labor | Non-Labor | Total
[8 empty] | Summary of Respondent Burden |  |  | 1852.65 | 65953.0512 | 306890.8333 | 372843.8845
[8 empty] | Annualized Capital and Startup |  |  |  |  | 7000 | 7000
[8 empty] | O & M Summary |  |  |  |  | 23600 | 23600
FOOTNOTES
a | Based on the total number of existing units expected to continue operating once the guidelines become effective.
b | Costs are based on the following hourly rates: technical at $34.60, management at $82.23, clerical at $22.32, and testing contractor at $80.
c | One-time only costs.
d | Cost incurred by a facility regardless of the number of affected units at the plant.
e | Annual cost. Annual costs are not incurred until the second year of operation.
f | Based on the sum of the annualized capital costs for each monitoring system required for incinerators.
g | Based on the sum of the calculated annual cost for each monitoring system required for incinerators.
h | Assumed that one-third of the facilities will petition for site-specific parameters.
i | Assumed that 10 percent of the facilities would not have a qualified operator available for more than two weeks at least once a year. Assumed that this required only two corrective action summaries.
j | Assumed that 10 percent of the facilities would have an exceedance during the year.
k | Standards apply at all times under the newly proposed regulation. Therefore no periods of unobtained data or malfunction periods are expected.
l | Assumed $100 for puchase of filing cabinet to house copy of rule, records and report copies.

## COSTTAB_Small Remote Yr 3
Table 3.C - Annual Respondent Burden and Cost of Recordkeeping and Reporting Requirements for the Emissions Guidelines | [17 empty] | 75
for Existing Stationary Sources: Commercial and Industrial Solid Waste Incineration Units - Subpart DDDD - Year 3, Small Remote Incinerators
| = | # pulping lines |  | (A) | Emission |  | (B) | (C) | (D) | (E) | (F) | (G) | (H)
| = | # bleaching lines |  | Respondent | Testing | Non-Labor | Number of | Hours | Number of | Technical | Management | Clerical | Emission | Total | Total | Total | Footnotes
| = | # mills total |  | Hours per | Contractor | Costs | Occurrences | Per | Respondents | Hours | Hours | Hours | Testing | Labor Costs | Non-Labor | Responses
| = | # mills with bleaching lines |  | Occurrence | Hours | Per | Per | Respondent | Per Year (a) | Per Year | Per Year | Per Year | Contractor | Per Year | Costs | Per Year
|  |  |  | (Technical | Per | Occurrence | Respondent | Per Year |  |  |  |  | Hours Per | (b) | Per Year
Burden Item |  |  |  | hours) | Occurrence |  | Per Year | (C=A x B) |  | (CXD) | (E x 0.05) | (E x 0.1) | Year
1. | Applications |  |  | Not applicable |  |  |  | 0 | 55 |  |  |  |  | 0
2. | Surveys and Studies |  |  | Not applicable |  |  |  | 0 | 4 | 0 | 0 | 0 |  | 0
3. | Reporting Requirements | [6 empty] | 0 |  | 0 | 0 | 0 |  | 0
| A. | Read and Understand Rule Requirements |  | 1 | 0 | 0 | 1 | 1 | 0 | 0 | 0 | 0 | 0 | 0 | 0 | 0 | c,d,l
| B. | Required Activities | [7 empty] | 0 | 0 | 0
|  | 1) Initial stack test and report (PM, dioxins/furans, |  | Included in E. | varies | 21377.193 | 1 | 0 | 0 | 0 | 0 | 0 | 267.2149 | 0 | 0 | 0 | c
opacity, HCl, Cd, Pb, Hg, CO, NOx, and SO2 (as required))
|  | 2) Annual stack test and test report (PM, HCl, Opacity, and Fugitive Ash) |  | Included in E. | 181.6667 | 14533.3333 | 1 | 0 | 19 | 0 | 0 | 0 | 3451.6667 | 0 | 276133.3333 | 19 | e
|  | 3) | Operator training and qualification
|  |  | a) Establish and teach operator qualification course | 64 | 0 | 0 | 1 | 64 | 0 | 0 | 0 | 0 | 0 | 0 | 0 | 0 | c
|  |  | b) Obtain operator qualification | 72 | 0 | 0 | 1 | 72 | 0 | 0 | 0 | 0 | 0 | 0 | 0 | 0 | c
|  |  | c) Annual refresher course | 12 |  | 0 | 1 | 12 | 16 | 192 | 9.6 | 19.2 | 0 | 7860.3264 | 0 | 16 | e
|  |  | d) Initial review of site-specific information | Included in a.
|  |  | e) Annual review of site-specific information | 8 | 0 | 0 | 1 | 8 | 16 | 128 | 6.4 | 12.8 | 0 | 5240.2176 | 0 | 16 | e
|  | 4) Establish operating parameters (maximum and minimum) |  | 40 | Included in B.1. | 0 | 1 | 40 | 0 | 0 | 0 | 0 | 0 | 0 | 0 | 0 | c
5) Continuous parameter monitoring (including CEMS)
|  |  | a) Initial costs | 17 | 0 | 7000 | 1 | 17 | 0 | 0 | 0 | 0 | 0 | 0 | 7000 | 0 | c,f
|  |  | b) Annual costs | 17 | 0 | 23600 | 1 | 17 | 0 | 0 | 0 | 0 | 0 | 0 | 23600 | 0 | e,g
| C. | Create Information |  | Included in 3.B
| D. | Gather Information |  | Included in 3.E
| E. | Report Preparation | [5 empty] | 0 |  | 0 | 0 | 0 |  | 0
1) Notification of initial performance test
|  |  | a) Pollutants, fugitive ash emissions | 2 | 0 | 0 | 1 | 2 | 0 | 0 | 0 | 0 | 0 | 0 | 0 | 0
|  |  | b) Fugitive Ash Emissions | 1 | 0 | 0 | 1 | 1 | 0 | 0 | 0 | 0 | 0 | 0 | 0 | 0
|  | 2) Notification of initial CMS Demonstration |  | 2 | 0 | 0 | 1 | 2 | 0 | 0 | 0 | 0 | 0 | 0 | 0 | 0
3) Report of initial performance test
|  |  | a) Pollutants, fugitive ash emissions | 8 | 0 | 7.5 | 1 | 8 | 0 | 0 | 0 | 0 | 0 | 0 | 0 | 0
|  |  | b) Fugitive Ash Emissions | 2 | 0 | 0 | 1 | 2 | 0 | 0 | 0 | 0 | 0 | 0 | 0 | 0
|  | 4) Report of initial CMS demonstration |  | Included in 3.B.5
1 |  | 5) Report prior to construction (includes siting analysis) |  | 160 | 0 | 0 | 1 | 160 | 0 | 0 | 0 | 0 | 0 | 0 | 0 | 0 | c
1 |  | 6) Report prior to initial start-up
|  |  | a) Without site specific parameter petition | 6 | 0 | 0 | 1 | 6 | 0 | 0 | 0 | 0 | 0 | 0 | 0 | 0 | c,h
|  |  | b) With site specific parameter petition | 14 | 0 | 0 | 1 | 14 | 0 | 0 | 0 | 0 | 0 | 0 | 0 | 0 | c,h
0.1 |  | 7) Report of initial stack test |  | Included in 3.B.1
1 |  | 8) Report established values for site-specific operating parameters |  | Included in 3.B | 0 | 0 | 1 | 0 | 0 | 0 | 0 | 0 | 0 | 0 | 0 | 0 | c
|  | 9) Waste management plan |  | 160 | 0 | 0 | 1 | 160 | 0 | 0 | 0 | 0 | 0 | 0 | 0 | 0 | c
10) Annual Report:
|  |  | a) Results of performance tests conducted during the year | 40 | 0 | 7.5 | 1 | 40 | 19 | 760 | 38 | 76 | 0 | 31113.792 | 142.5 | 19
|  | 11) Status report for operators that are off-site for more than 2 weeks |  | 8 | 0 | 0 | 1 | 8 | 2 | 16 | 0.8 | 1.6 | 0 | 655.0272 | 0 | 2 | i
12) Corrective action summary for operators that are off-site for more
0.2 |  |  | than 2 weeks | 8 | 0 | 0 | 2 | 16 | 2 | 32 | 1.6 | 3.2 | 0 | 1310.0544 | 0 | 4 | i
|  | 13) Semiannual report of emissions/parameter exceedances |  | 24 | 0 | 7.5 | 1 | 24 | 2 | 48 | 2.4 | 4.8 | 0 | 1965.0816 | 15 | 2 | j
ReportingSubtotal | [9 empty] | 1176 | 58.8 | 117.6 | 3718.8816 | 48144.4992 | 306890.8333 | 78
4. Recordkeeping Requirements
| A. Read Instructions |  |  | Inculded in 3.A
1 | B. Plan Activities |  |  | Not applicable
| C. Implement Activities |  |  | Not applicable
| D. Develop Record System |  |  | Not applicable
E. Record Information
|  | 1) Records of operating parameters |  | Included in 3.B.5.b | 0 | 0 | 52 | 0 | 0 | 0 | 0 | 0 | 0 | 0 | 0 | 0
2) Records of periods for which minimum amount of data on operating
|  | parameters were not obtained |  | 0.5 | 0 | 0 | 52 | 26 | 0 | 0 | 0 | 0 | 0 | 0 | 0 | 0 | k
|  | 3) Records of malfunction of the unit |  | 1.5 | 0 | 0 | 1 | 1.5 | 0 | 0 | 0 | 0 | 0 | 0 | 0 | 0 | k
|  | 4) Records of exceedances of the operating parameters |  | 1.5 | 0 | 0 | 1 | 1.5 | 2 | 3 | 0.15 | 0.3 | 0 | 122.8176 | 0 | 2 | j
|  | 5) Records of stack tests |  | Included in 3.E
|  | 6) Records of siting analysis |  | Included in 3.E
|  | 7) Records of persons who have reviewed operating procedures |  | 1 | 0 | 0 | 1 | 1 | 16 | 16 | 0.8 | 1.6 | 0 | 655.0272 | 0 | 16
|  | 8) Records of persons who have completed operator training |  | 1 | 0 | 0 | 1 | 1 | 16 | 16 | 0.8 | 1.6 | 0 | 655.0272 | 0 | 16
|  | 9) Records of persons whe meet operator qualification criteria |  | 1 | 0 | 0 | 1 | 1 | 16 | 16 | 0.8 | 1.6 | 0 | 655.0272 | 0 | 16
|  | 10) Records of monitoring device calibration |  | Included in 3.B
|  | 11) Records of site-specific documentation |  | 24 | 0 | 0 | 1 | 24 | 16 | 384 | 19.2 | 38.4 | 0 | 15720.6528 | 0 | 16
| F. Personnel Training |  |  | Included in 3.B
| G. Time for Audits |  |  | Not applicable
Recordkeeping Subtotal | [9 empty] | 435 | 21.75 | 43.5 | 0 | 17808.552 | 0 | 66
TOTAL: | [9 empty] | 1611 | 80.55 | 161.1 | 3718.8816 | 65953.0512 | 306890.8333 | 144
[11 empty] | Total Hours | Labor | Non-Labor | Total
[8 empty] | Summary of Respondent Burden |  |  | 1852.65 | 65953.0512 | 306890.8333 | 372843.8845
[8 empty] | Annualized Capital and Startup |  |  |  |  | 7000 | 7000
[8 empty] | O & M Summary |  |  |  |  | 23600 | 23600
FOOTNOTES
a | Based on the total number of existing units expected to continue operating once the guidelines become effective.
b | Costs are based on the following hourly rates: technical at $34.60, management at $82.23, clerical at $22.32, and testing contractor at $80.
c | One-time only costs.
d | Cost incurred by a facility regardless of the number of affected units at the plant.
e | Annual cost. Annual costs are not incurred until the second year of operation.
f | Based on the sum of the annualized capital costs for each monitoring system required for incinerators.
g | Based on the sum of the calculated annual cost for each monitoring system required for incinerators.
h | Assumed that one-third of the facilities will petition for site-specific parameters.
i | Assumed that 10 percent of the facilities would not have a qualified operator available for more than two weeks at least once a year. Assumed that this required only two corrective action summaries.
j | Assumed that 10 percent of the facilities would have an exceedance during the year.
k | Standards apply at all times under the newly proposed regulation. Therefore no periods of unobtained data or malfunction periods are expected.
l | Assumed $100 for puchase of filing cabinet to house copy of rule, records and report copies.

## COSTTAB_Small Remote Summary
Table 3.D - Summary of Annual Respondent Burden and Cost of Recordkeeping and Reporting Requirements for the Emissions Guidelines for Existing Stationary Sources: Commercial and Industrial Solid Waste Incineration Units - Subpart DDDD, Small Remote Incinerators
Year | Technical Hours | Management Hours | Clerical Hours | Total Hours | Testing Contractor Hoursa | Labor Costs | Non-Labor (O&M) Costs | Total Costs
1 | 9240 | 462 | 924 | 10626 | 267.2149 | 378278.208 | 438524.1667 | 816802.3747
2 | 1611 | 80.55 | 161.1 | 1852.65 | 3718.8816 | 65953.0512 | 306890.8333 | 372843.8845
3 | 1611 | 80.55 | 161.1 | 1852.65 | 3718.8816 | 65953.0512 | 306890.8333 | 372843.8845
Total | 12462 | 623.1 | 1246.2 | 14331.3 | 7704.9781 | 510184.3104 | 1052305.8333 | 1562490.1437
Average | 4154 | 207.7 | 415.4 | 4777.1 | 2568.326 | 170061.4368 | 350768.6111 | 520830.0479
a. Test contractor costs are accounted for in the non-labor category

## COSTTAB_ERU-Liq Yr 1
Table 4.A - Annual Respondent Burden and Cost of Recordkeeping and Reporting Requirements for the Emissions Guidelines | [17 empty] | 75
for Existing Stationary Sources: Commercial and Industrial Solid Waste Incineration Units - Subpart DDDD - Year 1, Energy Recovery Units (Liquid/Gas)
| = | # pulping lines |  | (A) | Emission |  | (B) | (C) | (D) | (E) | (F) | (G) | (H)
| = | # bleaching lines |  | Respondent | Testing | Non-Labor | Number of | Hours | Number of | Technical | Management | Clerical | Emission | Total | Total | Total | Footnotes
| = | # mills total |  | Hours per | Contractor | Costs | Occurrences | Per | Respondents | Hours | Hours | Hours | Testing | Labor Costs | Non-Labor | Responses
| = | # mills with bleaching lines |  | Occurrence | Hours | Per | Per | Respondent | Per Year (a) | Per Year | Per Year | Per Year | Contractor | Per Year | Costs | Per Year
|  |  |  | (Technical | Per | Occurrence | Respondent | Per Year |  |  |  |  | Hours Per | (b) | Per Year
Burden Item |  |  |  | hours) | Occurrence |  | Per Year | (C=A x B) |  | (CXD) | (E x 0.05) | (E x 0.1) | Year
1. | Applications |  |  | Not applicable |  |  |  | 0 | 55 |  |  |  |  | 0
2. | Surveys and Studies |  |  | Not applicable |  |  |  | 0 | 4 | 0 | 0 | 0 |  | 0
3. | Reporting Requirements | [6 empty] | 0 |  | 0 | 0 | 0 |  | 0
| A. | Read and Understand Rule Requirements |  | 1 | 0 | 100 | 1 | 1 | 4 | 4 | 0.2 | 0.4 | 0 | 163.7568 | 400 | 4 | c,d,l
| B. | Required Activities | [7 empty] | 0 | 0 | 0
|  | 1) Initial stack test and report (PM, dioxins/furans, |  | Included in E. | varies | 40111.1111 | 1 | 0 | 6 | 0 | 0 | 0 | 501.3889 | 0 | 240666.6667 | 6 | c
opacity, HCl, Cd, Pb, Hg, CO, NOx, and SO2 (as required))
|  | 2) Annual stack test and test report (PM, HCl, Opacity, and Fugitive Ash) |  | Included in E. | 631.6667 | 50533.3333 | 1 | 0 | 0 | 0 | 0 | 0 | 0 | 0 | 0 | 0 | e
|  | 3) | Operator training and qualification
|  |  | a) Establish and teach operator qualification course | 64 | 0 | 0 | 1 | 64 | 4 | 256 | 12.8 | 25.6 | 0 | 10480.4352 | 0 | 4 | c
|  |  | b) Obtain operator qualification | 72 | 0 | 0 | 1 | 72 | 4 | 288 | 14.4 | 28.8 | 0 | 11790.4896 | 0 | 4 | c
|  |  | c) Annual refresher course | 12 |  | 0 | 1 | 12 | 0 | 0 | 0 | 0 | 0 | 0 | 0 | 0 | e
|  |  | d) Initial review of site-specific information | Included in a.
|  |  | e) Annual review of site-specific information | 8 | 0 | 0 | 1 | 8 | 0 | 0 | 0 | 0 | 0 | 0 | 0 | 0 | e
|  | 4) Establish operating parameters (maximum and minimum) |  | 40 | Included in B.1. | 0 | 1 | 40 | 6 | 240 | 12 | 24 | 0 | 9825.408 | 0 | 6 | c
5) Continuous parameter monitoring (including CEMS)
|  |  | a) Initial costs | 17 | 0 | 23056.3333 | 1 | 17 | 6 | 102 | 5.1 | 10.2 | 0 | 4175.7984 | 138338 | 6 | f
|  |  | b) Annual costs | 17 | 0 | 20632 | 1 | 17 | 6 | 102 | 5.1 | 10.2 | 0 | 4175.7984 | 123792 | 6 | e,g
| C. | Create Information |  | Included in 3.B
| D. | Gather Information |  | Included in 3.E
| E. | Report Preparation | [5 empty] | 0 |  | 0 | 0 | 0 |  | 0
1) Notification of initial performance test
|  |  | a) Pollutants, fugitive ash emissions | 2 | 0 | 0 | 1 | 2 | 6 | 12 | 0.6 | 1.2 | 0 | 491.2704 | 0 | 6
|  |  | b) Fugitive Ash Emissions | 1 | 0 | 0 | 1 | 1 | 6 | 6 | 0.3 | 0.6 | 0 | 245.6352 | 0 | 6
|  | 2) Notification of initial CMS Demonstration |  | 2 | 0 | 0 | 1 | 2 | 4 | 8 | 0.4 | 0.8 | 0 | 327.5136 | 0 | 4
3) Report of initial performance test
|  |  | a) Pollutants, fugitive ash emissions | 8 | 0 | 7.5 | 1 | 8 | 6 | 48 | 2.4 | 4.8 | 0 | 1965.0816 | 45 | 6
|  |  | b) Fugitive Ash Emissions | 2 | 0 | 0 | 1 | 2 | 6 | 12 | 0.6 | 1.2 | 0 | 491.2704 | 0 | 6
|  | 4) Report of initial CMS demonstration |  | Included in 3.B.5
1 |  | 5) Report prior to construction (includes siting analysis) |  | 160 | 0 | 0 | 1 | 160 | 4 | 640 | 32 | 64 | 0 | 26201.088 | 0 | 4 | c
1 |  | 6) Report prior to initial start-up
|  |  | a) Without site specific parameter petition | 6 | 0 | 0 | 1 | 6 | 2 | 12 | 0.6 | 1.2 | 0 | 491.2704 | 0 | 2 | c,h
|  |  | b) With site specific parameter petition | 14 | 0 | 0 | 1 | 14 | 2 | 28 | 1.4 | 2.8 | 0 | 1146.2976 | 0 | 2 | c,h
0.1 |  | 7) Report of initial stack test |  | Included in 3.B.1
1 |  | 8) Report established values for site-specific operating parameters |  | Included in 3.B | 0 | 0 | 1 | 0 | 0 | 0 | 0 | 0 | 0 | 0 | 0 | 0 | c
|  | 9) Waste management plan |  | 160 | 0 | 0 | 1 | 160 | 4 | 640 | 32 | 64 | 0 | 26201.088 | 0 | 4 | c
10) Annual Report:
|  |  | a) Results of performance tests conducted during the year | 40 | 0 | 7.5 | 1 | 40 | 0 | 0 | 0 | 0 | 0 | 0 | 0 | 0
|  | 11) Status report for operators that are off-site for more than 2 weeks |  | 8 | 0 | 0 | 1 | 8 | 1 | 8 | 0.4 | 0.8 | 0 | 327.5136 | 0 | 1 | i
12) Corrective action summary for operators that are off-site for more
0.2 |  |  | than 2 weeks | 8 | 0 | 0 | 2 | 16 | 1 | 16 | 0.8 | 1.6 | 0 | 655.0272 | 0 | 2 | i
|  | 13) Semiannual report of emissions/parameter exceedances |  | 24 | 0 | 7.5 | 1 | 24 | 1 | 24 | 1.2 | 2.4 | 0 | 982.5408 | 7.5 | 1 | j
ReportingSubtotal | [9 empty] | 2446 | 122.3 | 244.6 | 501.3889 | 100137.2832 | 503249.1667 | 80
4. Recordkeeping Requirements
| A. Read Instructions |  |  | Inculded in 3.A
1 | B. Plan Activities |  |  | Not applicable
| C. Implement Activities |  |  | Not applicable
| D. Develop Record System |  |  | Not applicable
E. Record Information
|  | 1) Records of operating parameters |  | Included in 3.B.5.b | 0 | 0 | 52 | 0 | 0 | 0 | 0 | 0 | 0 | 0 | 0 | 0
2) Records of periods for which minimum amount of data on operating
|  | parameters were not obtained |  | 0.5 | 0 | 0 | 52 | 26 | 0 | 0 | 0 | 0 | 0 | 0 | 0 | 0 | k
|  | 3) Records of malfunction of the unit |  | 1.5 | 0 | 0 | 1 | 1.5 | 0 | 0 | 0 | 0 | 0 | 0 | 0 | 0 | k
|  | 4) Records of exceedances of the operating parameters |  | 1.5 | 0 | 0 | 1 | 1.5 | 1 | 1.5 | 0.075 | 0.15 | 0 | 61.4088 | 0 | 1 | j
|  | 5) Records of stack tests |  | Included in 3.E
|  | 6) Records of siting analysis |  | Included in 3.E
|  | 7) Records of persons who have reviewed operating procedures |  | 1 | 0 | 0 | 1 | 1 | 0 | 0 | 0 | 0 | 0 | 0 | 0 | 0
|  | 8) Records of persons who have completed operator training |  | 1 | 0 | 0 | 1 | 1 | 0 | 0 | 0 | 0 | 0 | 0 | 0 | 0
|  | 9) Records of persons whe meet operator qualification criteria |  | 1 | 0 | 0 | 1 | 1 | 0 | 0 | 0 | 0 | 0 | 0 | 0 | 0
|  | 10) Records of monitoring device calibration |  | Included in 3.B
|  | 11) Records of site-specific documentation |  | 24 | 0 | 0 | 1 | 24 | 0 | 0 | 0 | 0 | 0 | 0 | 0 | 0
| F. Personnel Training |  |  | Included in 3.B
| G. Time for Audits |  |  | Not applicable
Recordkeeping Subtotal | [9 empty] | 1.5 | 0.075 | 0.15 | 0 | 61.4088 | 0 | 1
TOTAL: | [9 empty] | 2447.5 | 122.375 | 244.75 | 501.3889 | 100198.692 | 503249.1667 | 81
[11 empty] | Total Hours | Labor | Non-Labor | Total
[8 empty] | Summary of Respondent Burden |  |  | 2814.625 | 100198.692 | 503249.1667 | 603447.8587
[8 empty] | Annualized Capital and Startup |  |  |  |  | 379404.6667 | 379404.6667
[8 empty] | O & M Summary |  |  |  |  | 123792 | 123792
FOOTNOTES
a | Based on the total number of existing units expected to continue operating once the guidelines become effective.
b | Costs are based on the following hourly rates: technical at $34.60, management at $82.23, clerical at $22.32, and testing contractor at $80.
c | One-time only costs.
d | Cost incurred by a facility regardless of the number of affected units at the plant.
e | Annual cost. Annual costs are not incurred until the second year of operation.
f | Based on the sum of the annualized capital costs for each monitoring system required for incinerators.
g | Based on the sum of the calculated annual cost for each monitoring system required for incinerators.
h | Assumed that one-third of the facilities will petition for site-specific parameters.
i | Assumed that 10 percent of the facilities would not have a qualified operator available for more than two weeks at least once a year. Assumed that this required only two corrective action summaries.
j | Assumed that 10 percent of the facilities would have an exceedance during the year.
k | Standards apply at all times under the newly proposed regulation. Therefore no periods of unobtained data or malfunction periods are expected.
l | Assumed $100 for puchase of filing cabinet to house copy of rule, records and report copies.

## COSTTAB_ERU-Liq Yr 2
Table 4.B - Annual Respondent Burden and Cost of Recordkeeping and Reporting Requirements for the Emissions Guidelines | [17 empty] | 75
for Existing Stationary Sources: Commercial and Industrial Solid Waste Incineration Units - Subpart DDDD - Year 2, Energy Recovery Units (Liquid/Gas)
| = | # pulping lines |  | (A) | Emission |  | (B) | (C) | (D) | (E) | (F) | (G) | (H)
| = | # bleaching lines |  | Respondent | Testing | Non-Labor | Number of | Hours | Number of | Technical | Management | Clerical | Emission | Total | Total | Total | Footnotes
| = | # mills total |  | Hours per | Contractor | Costs | Occurrences | Per | Respondents | Hours | Hours | Hours | Testing | Labor Costs | Non-Labor | Responses
| = | # mills with bleaching lines |  | Occurrence | Hours | Per | Per | Respondent | Per Year (a) | Per Year | Per Year | Per Year | Contractor | Per Year | Costs | Per Year
|  |  |  | (Technical | Per | Occurrence | Respondent | Per Year |  |  |  |  | Hours Per | (b) | Per Year
Burden Item |  |  |  | hours) | Occurrence |  | Per Year | (C=A x B) |  | (CXD) | (E x 0.05) | (E x 0.1) | Year
1. | Applications |  |  | Not applicable |  |  |  | 0 | 55 |  |  |  |  | 0
2. | Surveys and Studies |  |  | Not applicable |  |  |  | 0 | 4 | 0 | 0 | 0 |  | 0
3. | Reporting Requirements | [6 empty] | 0 |  | 0 | 0 | 0 |  | 0
| A. | Read and Understand Rule Requirements |  | 1 | 0 | 0 | 1 | 1 | 0 | 0 | 0 | 0 | 0 | 0 | 0 | 0 | c,d,l
| B. | Required Activities | [7 empty] | 0 | 0 | 0
|  | 1) Initial stack test and report (PM, dioxins/furans, |  | Included in E. | varies | 40111.1111 | 1 | 0 | 0 | 0 | 0 | 0 | 501.3889 | 0 | 0 | 0 | c
opacity, HCl, Cd, Pb, Hg, CO, NOx, and SO2 (as required))
|  | 2) Annual stack test and test report (PM, HCl, Opacity, and Fugitive Ash) |  | Included in E. | 631.6667 | 50533.3333 | 1 | 0 | 6 | 0 | 0 | 0 | 3790 | 0 | 303200 | 6 | e
|  | 3) | Operator training and qualification
|  |  | a) Establish and teach operator qualification course | 64 | 0 | 0 | 1 | 64 | 0 | 0 | 0 | 0 | 0 | 0 | 0 | 0 | c
|  |  | b) Obtain operator qualification | 72 | 0 | 0 | 1 | 72 | 0 | 0 | 0 | 0 | 0 | 0 | 0 | 0 | c
|  |  | c) Annual refresher course | 12 |  | 0 | 1 | 12 | 4 | 48 | 2.4 | 4.8 | 0 | 1965.0816 | 0 | 4 | e
|  |  | d) Initial review of site-specific information | Included in a.
|  |  | e) Annual review of site-specific information | 8 | 0 | 0 | 1 | 8 | 4 | 32 | 1.6 | 3.2 | 0 | 1310.0544 | 0 | 4 | e
|  | 4) Establish operating parameters (maximum and minimum) |  | 40 | Included in B.1. | 0 | 1 | 40 | 0 | 0 | 0 | 0 | 0 | 0 | 0 | 0 | c
5) Continuous parameter monitoring (including CEMS)
|  |  | a) Initial costs | 17 | 0 | 0 | 1 | 17 | 0 | 0 | 0 | 0 | 0 | 0 | 121292 | 0 | c,f
|  |  | b) Annual costs | 17 | 0 | 20632 | 1 | 17 | 0 | 0 | 0 | 0 | 0 | 0 | 123792 | 0 | e,g
| C. | Create Information |  | Included in 3.B
| D. | Gather Information |  | Included in 3.E
| E. | Report Preparation | [5 empty] | 0 |  | 0 | 0 | 0 |  | 0
1) Notification of initial performance test
|  |  | a) Pollutants, fugitive ash emissions | 2 | 0 | 0 | 1 | 2 | 0 | 0 | 0 | 0 | 0 | 0 | 0 | 0
|  |  | b) Fugitive Ash Emissions | 1 | 0 | 0 | 1 | 1 | 0 | 0 | 0 | 0 | 0 | 0 | 0 | 0
|  | 2) Notification of initial CMS Demonstration |  | 2 | 0 | 0 | 1 | 2 | 0 | 0 | 0 | 0 | 0 | 0 | 0 | 0
3) Report of initial performance test
|  |  | a) Pollutants, fugitive ash emissions | 8 | 0 | 7.5 | 1 | 8 | 0 | 0 | 0 | 0 | 0 | 0 | 0 | 0
|  |  | b) Fugitive Ash Emissions | 2 | 0 | 0 | 1 | 2 | 0 | 0 | 0 | 0 | 0 | 0 | 0 | 0
|  | 4) Report of initial CMS demonstration |  | Included in 3.B.5
1 |  | 5) Report prior to construction (includes siting analysis) |  | 160 | 0 | 0 | 1 | 160 | 0 | 0 | 0 | 0 | 0 | 0 | 0 | 0 | c
1 |  | 6) Report prior to initial start-up
|  |  | a) Without site specific parameter petition | 6 | 0 | 0 | 1 | 6 | 0 | 0 | 0 | 0 | 0 | 0 | 0 | 0 | c,h
|  |  | b) With site specific parameter petition | 14 | 0 | 0 | 1 | 14 | 0 | 0 | 0 | 0 | 0 | 0 | 0 | 0 | c,h
0.1 |  | 7) Report of initial stack test |  | Included in 3.B.1
1 |  | 8) Report established values for site-specific operating parameters |  | Included in 3.B | 0 | 0 | 1 | 0 | 0 | 0 | 0 | 0 | 0 | 0 | 0 | 0 | c
|  | 9) Waste management plan |  | 160 | 0 | 0 | 1 | 160 | 0 | 0 | 0 | 0 | 0 | 0 | 0 | 0 | c
10) Annual Report:
|  |  | a) Results of performance tests conducted during the year | 40 | 0 | 7.5 | 1 | 40 | 6 | 240 | 12 | 24 | 0 | 9825.408 | 45 | 6
|  | 11) Status report for operators that are off-site for more than 2 weeks |  | 8 | 0 | 0 | 1 | 8 | 1 | 8 | 0.4 | 0.8 | 0 | 327.5136 | 0 | 1 | i
12) Corrective action summary for operators that are off-site for more
0.2 |  |  | than 2 weeks | 8 | 0 | 0 | 2 | 16 | 1 | 16 | 0.8 | 1.6 | 0 | 655.0272 | 0 | 2 | i
|  | 13) Semiannual report of emissions/parameter exceedances |  | 24 | 0 | 7.5 | 1 | 24 | 1 | 24 | 1.2 | 2.4 | 0 | 982.5408 | 7.5 | 1 | j
ReportingSubtotal | [9 empty] | 368 | 18.4 | 36.8 | 4291.3889 | 15065.6256 | 548336.5 | 24
4. Recordkeeping Requirements
| A. Read Instructions |  |  | Inculded in 3.A
1 | B. Plan Activities |  |  | Not applicable
| C. Implement Activities |  |  | Not applicable
| D. Develop Record System |  |  | Not applicable
E. Record Information
|  | 1) Records of operating parameters |  | Included in 3.B.5.b | 0 | 0 | 52 | 0 | 0 | 0 | 0 | 0 | 0 | 0 | 0 | 0
2) Records of periods for which minimum amount of data on operating
|  | parameters were not obtained |  | 0.5 | 0 | 0 | 52 | 26 | 0 | 0 | 0 | 0 | 0 | 0 | 0 | 0 | k
|  | 3) Records of malfunction of the unit |  | 1.5 | 0 | 0 | 1 | 1.5 | 0 | 0 | 0 | 0 | 0 | 0 | 0 | 0 | k
|  | 4) Records of exceedances of the operating parameters |  | 1.5 | 0 | 0 | 1 | 1.5 | 1 | 1.5 | 0.075 | 0.15 | 0 | 61.4088 | 0 | 1 | j
|  | 5) Records of stack tests |  | Included in 3.E
|  | 6) Records of siting analysis |  | Included in 3.E
|  | 7) Records of persons who have reviewed operating procedures |  | 1 | 0 | 0 | 1 | 1 | 4 | 4 | 0.2 | 0.4 | 0 | 163.7568 | 0 | 4
|  | 8) Records of persons who have completed operator training |  | 1 | 0 | 0 | 1 | 1 | 4 | 4 | 0.2 | 0.4 | 0 | 163.7568 | 0 | 4
|  | 9) Records of persons whe meet operator qualification criteria |  | 1 | 0 | 0 | 1 | 1 | 4 | 4 | 0.2 | 0.4 | 0 | 163.7568 | 0 | 4
|  | 10) Records of monitoring device calibration |  | Included in 3.B
|  | 11) Records of site-specific documentation |  | 24 | 0 | 0 | 1 | 24 | 4 | 96 | 4.8 | 9.6 | 0 | 3930.1632 | 0 | 4
| F. Personnel Training |  |  | Included in 3.B
| G. Time for Audits |  |  | Not applicable
Recordkeeping Subtotal | [9 empty] | 109.5 | 5.475 | 10.95 | 0 | 4482.8424 | 0 | 17
TOTAL: | [9 empty] | 477.5 | 23.875 | 47.75 | 4291.3889 | 19548.468 | 548336.5 | 41
[11 empty] | Total Hours | Labor | Non-Labor | Total
[8 empty] | Summary of Respondent Burden |  |  | 549.125 | 19548.468 | 548336.5 | 567884.968
[8 empty] | Annualized Capital and Startup |  |  |  |  | 121292 | 121292
[8 empty] | O & M Summary |  |  |  |  | 123792 | 123792
FOOTNOTES
a | Based on the total number of existing units expected to continue operating once the guidelines become effective.
b | Costs are based on the following hourly rates: technical at $34.60, management at $82.23, clerical at $22.32, and testing contractor at $80.
c | One-time only costs.
d | Cost incurred by a facility regardless of the number of affected units at the plant.
e | Annual cost. Annual costs are not incurred until the second year of operation.
f | Based on the sum of the annualized capital costs for each monitoring system required for incinerators.
g | Based on the sum of the calculated annual cost for each monitoring system required for incinerators.
h | Assumed that one-third of the facilities will petition for site-specific parameters.
i | Assumed that 10 percent of the facilities would not have a qualified operator available for more than two weeks at least once a year. Assumed that this required only two corrective action summaries.
j | Assumed that 10 percent of the facilities would have an exceedance during the year.
k | Standards apply at all times under the newly proposed regulation. Therefore no periods of unobtained data or malfunction periods are expected.
l | Assumed $100 for puchase of filing cabinet to house copy of rule, records and report copies.

## COSTTAB_ERU-Liq Yr 3
Table 4.C - Annual Respondent Burden and Cost of Recordkeeping and Reporting Requirements for the Emissions Guidelines | [17 empty] | 75
for Existing Stationary Sources: Commercial and Industrial Solid Waste Incineration Units - Subpart DDDD - Year 3, Energy Recovery Units (Liquid/Gas)
[10 empty] | 45.04 | 66.73 | 28.14 | 80
| = | # pulping lines |  | (A) | Emission |  | (B) | (C) | (D) | (E) | (F) | (G) | (H)
| = | # bleaching lines |  | Respondent | Testing | Non-Labor | Number of | Hours | Number of | Technical | Management | Clerical | Emission | Total | Total | Total | Footnotes
| = | # mills total |  | Hours per | Contractor | Costs | Occurrences | Per | Respondents | Hours | Hours | Hours | Testing | Labor Costs | Non-Labor | Responses
| = | # mills with bleaching lines |  | Occurrence | Hours | Per | Per | Respondent | Per Year (a) | Per Year | Per Year | Per Year | Contractor | Per Year | Costs | Per Year
|  |  |  | (Technical | Per | Occurrence | Respondent | Per Year |  |  |  |  | Hours Per | (b) | Per Year
Burden Item |  |  |  | hours) | Occurrence |  | Per Year | (C=A x B) |  | (CXD) | (E x 0.05) | (E x 0.1) | Year
1. | Applications |  |  | Not applicable |  |  |  | 0 | 55 |  |  |  |  | 0
2. | Surveys and Studies |  |  | Not applicable |  |  |  | 0 | 4 | 0 | 0 | 0 |  | 0
3. | Reporting Requirements | [6 empty] | 0 |  | 0 | 0 | 0 |  | 0
| A. | Read and Understand Rule Requirements |  | 1 | 0 | 0 | 1 | 1 | 0 | 0 | 0 | 0 | 0 | 0 | 0 | 0 | c,d,l
| B. | Required Activities | [7 empty] | 0 | 0 | 0
|  | 1) Initial stack test and report (PM, dioxins/furans, |  | Included in E. | varies | 40111.1111 | 1 | 0 | 0 | 0 | 0 | 0 | 501.3889 | 0 | 0 | 0 | c
opacity, HCl, Cd, Pb, Hg, CO, NOx, and SO2 (as required))
|  | 2) Annual stack test and test report (PM, HCl, Opacity, and Fugitive Ash) |  | Included in E. | 631.6667 | 50533.3333 | 1 | 0 | 6 | 0 | 0 | 0 | 3790 | 0 | 303200 | 6 | e
|  | 3) | Operator training and qualification
|  |  | a) Establish and teach operator qualification course | 64 | 0 | 0 | 1 | 64 | 0 | 0 | 0 | 0 | 0 | 0 | 0 | 0 | c
|  |  | b) Obtain operator qualification | 72 | 0 | 0 | 1 | 72 | 0 | 0 | 0 | 0 | 0 | 0 | 0 | 0 | c
|  |  | c) Annual refresher course | 12 |  | 0 | 1 | 12 | 4 | 48 | 2.4 | 4.8 | 0 | 1965.0816 | 0 | 4 | e
|  |  | d) Initial review of site-specific information | Included in a.
|  |  | e) Annual review of site-specific information | 8 | 0 | 0 | 1 | 8 | 4 | 32 | 1.6 | 3.2 | 0 | 1310.0544 | 0 | 4 | e
|  | 4) Establish operating parameters (maximum and minimum) |  | 40 | Included in B.1. | 0 | 1 | 40 | 0 | 0 | 0 | 0 | 0 | 0 | 0 | 0 | c
5) Continuous parameter monitoring (including CEMS)
|  |  | a) Initial costs | 17 | 0 | 0 | 1 | 17 | 0 | 0 | 0 | 0 | 0 | 0 | 121292 | 0 | c,f
|  |  | b) Annual costs | 17 | 0 | 20632 | 1 | 17 | 0 | 0 | 0 | 0 | 0 | 0 | 123792 | 0 | e,g
| C. | Create Information |  | Included in 3.B
| D. | Gather Information |  | Included in 3.E
| E. | Report Preparation | [5 empty] | 0 |  | 0 | 0 | 0 |  | 0
1) Notification of initial performance test
|  |  | a) Pollutants, fugitive ash emissions | 2 | 0 | 0 | 1 | 2 | 0 | 0 | 0 | 0 | 0 | 0 | 0 | 0
|  |  | b) Fugitive Ash Emissions | 1 | 0 | 0 | 1 | 1 | 0 | 0 | 0 | 0 | 0 | 0 | 0 | 0
|  | 2) Notification of initial CMS Demonstration |  | 2 | 0 | 0 | 1 | 2 | 0 | 0 | 0 | 0 | 0 | 0 | 0 | 0
3) Report of initial performance test
|  |  | a) Pollutants, fugitive ash emissions | 8 | 0 | 7.5 | 1 | 8 | 0 | 0 | 0 | 0 | 0 | 0 | 0 | 0
|  |  | b) Fugitive Ash Emissions | 2 | 0 | 0 | 1 | 2 | 0 | 0 | 0 | 0 | 0 | 0 | 0 | 0
|  | 4) Report of initial CMS demonstration |  | Included in 3.B.5
1 |  | 5) Report prior to construction (includes siting analysis) |  | 160 | 0 | 0 | 1 | 160 | 0 | 0 | 0 | 0 | 0 | 0 | 0 | 0 | c
1 |  | 6) Report prior to initial start-up
|  |  | a) Without site specific parameter petition | 6 | 0 | 0 | 1 | 6 | 0 | 0 | 0 | 0 | 0 | 0 | 0 | 0 | c,h
|  |  | b) With site specific parameter petition | 14 | 0 | 0 | 1 | 14 | 0 | 0 | 0 | 0 | 0 | 0 | 0 | 0 | c,h
0.1 |  | 7) Report of initial stack test |  | Included in 3.B.1
1 |  | 8) Report established values for site-specific operating parameters |  | Included in 3.B | 0 | 0 | 1 | 0 | 0 | 0 | 0 | 0 | 0 | 0 | 0 | 0 | c
|  | 9) Waste management plan |  | 160 | 0 | 0 | 1 | 160 | 0 | 0 | 0 | 0 | 0 | 0 | 0 | 0 | c
10) Annual Report:
|  |  | a) Results of performance tests conducted during the year | 40 | 0 | 7.5 | 1 | 40 | 6 | 240 | 12 | 24 | 0 | 9825.408 | 45 | 6
|  | 11) Status report for operators that are off-site for more than 2 weeks |  | 8 | 0 | 0 | 1 | 8 | 1 | 8 | 0.4 | 0.8 | 0 | 327.5136 | 0 | 1 | i
12) Corrective action summary for operators that are off-site for more
0.2 |  |  | than 2 weeks | 8 | 0 | 0 | 2 | 16 | 1 | 16 | 0.8 | 1.6 | 0 | 655.0272 | 0 | 2 | i
|  | 13) Semiannual report of emissions/parameter exceedances |  | 24 | 0 | 7.5 | 1 | 24 | 1 | 24 | 1.2 | 2.4 | 0 | 982.5408 | 7.5 | 1 | j
ReportingSubtotal | [9 empty] | 368 | 18.4 | 36.8 | 4291.3889 | 15065.6256 | 548336.5 | 24
4. Recordkeeping Requirements
| A. Read Instructions |  |  | Inculded in 3.A
1 | B. Plan Activities |  |  | Not applicable
| C. Implement Activities |  |  | Not applicable
| D. Develop Record System |  |  | Not applicable
E. Record Information
|  | 1) Records of operating parameters |  | Included in 3.B.5.b | 0 | 0 | 52 | 0 | 0 | 0 | 0 | 0 | 0 | 0 | 0 | 0
2) Records of periods for which minimum amount of data on operating
|  | parameters were not obtained |  | 0.5 | 0 | 0 | 52 | 26 | 0 | 0 | 0 | 0 | 0 | 0 | 0 | 0 | k
|  | 3) Records of malfunction of the unit |  | 1.5 | 0 | 0 | 1 | 1.5 | 0 | 0 | 0 | 0 | 0 | 0 | 0 | 0 | k
|  | 4) Records of exceedances of the operating parameters |  | 1.5 | 0 | 0 | 1 | 1.5 | 1 | 1.5 | 0.075 | 0.15 | 0 | 61.4088 | 0 | 1 | j
|  | 5) Records of stack tests |  | Included in 3.E
|  | 6) Records of siting analysis |  | Included in 3.E
|  | 7) Records of persons who have reviewed operating procedures |  | 1 | 0 | 0 | 1 | 1 | 4 | 4 | 0.2 | 0.4 | 0 | 163.7568 | 0 | 4
|  | 8) Records of persons who have completed operator training |  | 1 | 0 | 0 | 1 | 1 | 4 | 4 | 0.2 | 0.4 | 0 | 163.7568 | 0 | 4
|  | 9) Records of persons whe meet operator qualification criteria |  | 1 | 0 | 0 | 1 | 1 | 4 | 4 | 0.2 | 0.4 | 0 | 163.7568 | 0 | 4
|  | 10) Records of monitoring device calibration |  | Included in 3.B
|  | 11) Records of site-specific documentation |  | 24 | 0 | 0 | 1 | 24 | 4 | 96 | 4.8 | 9.6 | 0 | 3930.1632 | 0 | 4
| F. Personnel Training |  |  | Included in 3.B
| G. Time for Audits |  |  | Not applicable
Recordkeeping Subtotal | [9 empty] | 109.5 | 5.475 | 10.95 | 0 | 4482.8424 | 0 | 17
TOTAL: | [9 empty] | 477.5 | 23.875 | 47.75 | 4291.3889 | 19548.468 | 548336.5 | 41
[11 empty] | Total Hours | Labor | Non-Labor | Total
[8 empty] | Summary of Respondent Burden |  |  | 549.125 | 19548.468 | 548336.5 | 567884.968
[8 empty] | Annualized Capital and Startup |  |  |  |  | 121292 | 121292
[8 empty] | O & M Summary |  |  |  |  | 123792 | 123792
FOOTNOTES
a | Based on the total number of existing units expected to continue operating once the guidelines become effective.
b | Costs are based on the following hourly rates: technical at $34.60, management at $82.23, clerical at $22.32, and testing contractor at $80.
c | One-time only costs.
d | Cost incurred by a facility regardless of the number of affected units at the plant.
e | Annual cost. Annual costs are not incurred until the second year of operation.
f | Based on the sum of the annualized capital costs for each monitoring system required for incinerators.
g | Based on the sum of the calculated annual cost for each monitoring system required for incinerators.
h | Assumed that one-third of the facilities will petition for site-specific parameters.
i | Assumed that 10 percent of the facilities would not have a qualified operator available for more than two weeks at least once a year. Assumed that this required only two corrective action summaries.
j | Assumed that 10 percent of the facilities would have an exceedance during the year.
k | Standards apply at all times under the newly proposed regulation. Therefore no periods of unobtained data or malfunction periods are expected.
l | Assumed $100 for puchase of filing cabinet to house copy of rule, records and report copies.

## COSTTAB_ERU-Liq Summary
Table 4.D - Summary of Annual Respondent Burden and Cost of Recordkeeping and Reporting Requirements for the Emissions Guidelines for Existing Stationary Sources: Commercial and Industrial Solid Waste Incineration Units - Subpart DDDD, Energy Recovery Units (Liquid/Gas)
Year | Technical Hours | Management Hours | Clerical Hours | Total Hours | Testing Contractor Hoursa | Labor Costs | Non-Labor (O&M) Costs | Total Costs
1 | 2447.5 | 122.375 | 244.75 | 2814.625 | 501.3889 | 100198.692 | 503249.1667 | 603447.8587
2 | 477.5 | 23.875 | 47.75 | 549.125 | 4291.3889 | 19548.468 | 548336.5 | 567884.968
3 | 477.5 | 23.875 | 47.75 | 549.125 | 4291.3889 | 19548.468 | 548336.5 | 567884.968
Total | 3402.5 | 170.125 | 340.25 | 3912.875 | 9084.1667 | 139295.628 | 1599922.1667 | 1739217.7947
Average | 1134.1667 | 56.7083 | 113.4167 | 1304.2917 | 3028.0556 | 46431.876 | 533307.3889 | 579739.2649
a. Test contractor costs are accounted for in the non-labor category

## COSTTAB_Cement Kilns Yr 1
Table 5.A - Annual Respondent Burden and Cost of Recordkeeping and Reporting Requirements for the Emissions Guidelines | [17 empty] | 75
for Existing Stationary Sources: Commercial and Industrial Solid Waste Incineration Units - Subpart DDDD - Year 1, Waste-burning Kilns
| = | # pulping lines |  | (A) | Emission |  | (B) | (C) | (D) | (E) | (F) | (G) | (H)
| = | # bleaching lines |  | Respondent | Testing | Non-Labor | Number of | Hours | Number of | Technical | Management | Clerical | Emission | Total | Total | Total | Footnotes
| = | # mills total |  | Hours per | Contractor | Costs | Occurrences | Per | Respondents | Hours | Hours | Hours | Testing | Labor Costs | Non-Labor | Responses
| = | # mills with bleaching lines |  | Occurrence | Hours | Per | Per | Respondent | Per Year (a) | Per Year | Per Year | Per Year | Contractor | Per Year | Costs | Per Year
|  |  |  | (Technical | Per | Occurrence | Respondent | Per Year |  |  |  |  | Hours Per | (b) | Per Year
Burden Item |  |  |  | hours) | Occurrence |  | Per Year | (C=A x B) |  | (CXD) | (E x 0.05) | (E x 0.1) | Year
1. | Applications |  |  | Not applicable |  |  |  | 0 | 55 |  |  |  |  | 0
2. | Surveys and Studies |  |  | Not applicable |  |  |  | 0 | 4 | 0 | 0 | 0 |  | 0
3. | Reporting Requirements | [6 empty] | 0 |  | 0 | 0 | 0 |  | 0
| A. | Read and Understand Rule Requirements |  | 1 | 0 | 100 | 1 | 1 | 12 | 12 | 0.6 | 1.2 | 0 | 491.2704 | 1200 | 12 | c,d,l
| B. | Required Activities | [7 empty] | 0 | 0 | 0
|  | 1) Initial stack test and report (PM, dioxins/furans, |  | Included in E. | varies | 15416.6667 | 1 | 0 | 16 | 0 | 0 | 0 | 192.7083 | 0 | 246666.6667 | 16 | c
opacity, HCl, Cd, Pb, Hg, CO, NOx, and SO2 (as required))
|  | 2) Annual stack test and test report (PM, HCl, Opacity, and Fugitive Ash) |  | Included in E. | 356.6667 | 28533.3333 | 1 | 0 | 0 | 0 | 0 | 0 | 0 | 0 | 0 | 0 | e
|  | 3) | Operator training and qualification
|  |  | a) Establish and teach operator qualification course | 64 | 0 | 0 | 1 | 64 | 12 | 768 | 38.4 | 76.8 | 0 | 31441.3056 | 0 | 12 | c
|  |  | b) Obtain operator qualification | 72 | 0 | 0 | 1 | 72 | 12 | 864 | 43.2 | 86.4 | 0 | 35371.4688 | 0 | 12 | c
|  |  | c) Annual refresher course | 12 |  | 0 | 1 | 12 | 0 | 0 | 0 | 0 | 0 | 0 | 0 | 0 | e
|  |  | d) Initial review of site-specific information | Included in a.
|  |  | e) Annual review of site-specific information | 8 | 0 | 0 | 1 | 8 | 0 | 0 | 0 | 0 | 0 | 0 | 0 | 0 | e
|  | 4) Establish operating parameters (maximum and minimum) |  | 40 | Included in B.1. | 0 | 1 | 40 | 16 | 640 | 32 | 64 | 0 | 26201.088 | 0 | 16 | c
5) Continuous parameter monitoring (including CEMS)
|  |  | a) Initial costs | 17 | 0 | 787.5 | 1 | 17 | 16 | 272 | 13.6 | 27.2 | 0 | 11135.4624 | 12600 | 16 | c,f
|  |  | b) Annual costs | 17 | 0 | 9781.25 | 1 | 17 | 16 | 272 | 13.6 | 27.2 | 0 | 11135.4624 | 156500 | 16 | e,g
| C. | Create Information |  | Included in 3.B
| D. | Gather Information |  | Included in 3.E
| E. | Report Preparation | [5 empty] | 0 |  | 0 | 0 | 0 |  | 0
1) Notification of initial performance test
|  |  | a) Pollutants, fugitive ash emissions | 2 | 0 | 0 | 1 | 2 | 16 | 32 | 1.6 | 3.2 | 0 | 1310.0544 | 0 | 16
|  |  | b) Fugitive Ash Emissions | 1 | 0 | 0 | 1 | 1 | 16 | 16 | 0.8 | 1.6 | 0 | 655.0272 | 0 | 16
|  | 2) Notification of initial CMS Demonstration |  | 2 | 0 | 0 | 1 | 2 | 12 | 24 | 1.2 | 2.4 | 0 | 982.5408 | 0 | 12
3) Report of initial performance test
|  |  | a) Pollutants, fugitive ash emissions | 8 | 0 | 7.5 | 1 | 8 | 16 | 128 | 6.4 | 12.8 | 0 | 5240.2176 | 120 | 16
|  |  | b) Fugitive Ash Emissions | 2 | 0 | 0 | 1 | 2 | 16 | 32 | 1.6 | 3.2 | 0 | 1310.0544 | 0 | 16
|  | 4) Report of initial CMS demonstration |  | Included in 3.B.5
1 |  | 5) Report prior to construction (includes siting analysis) |  | 160 | 0 | 0 | 1 | 160 | 12 | 1920 | 96 | 192 | 0 | 78603.264 | 0 | 12 | c
1 |  | 6) Report prior to initial start-up
|  |  | a) Without site specific parameter petition | 6 | 0 | 0 | 1 | 6 | 8 | 48 | 2.4 | 4.8 | 0 | 1965.0816 | 0 | 8 | c,h
|  |  | b) With site specific parameter petition | 14 | 0 | 0 | 1 | 14 | 4 | 56 | 2.8 | 5.6 | 0 | 2292.5952 | 0 | 4 | c,h
0.1 |  | 7) Report of initial stack test |  | Included in 3.B.1
1 |  | 8) Report established values for site-specific operating parameters |  | Included in 3.B | 0 | 0 | 1 | 0 | 0 | 0 | 0 | 0 | 0 | 0 | 0 | 0 | c
|  | 9) Waste management plan |  | 160 | 0 | 0 | 1 | 160 | 12 | 1920 | 96 | 192 | 0 | 78603.264 | 0 | 12 | c
10) Annual Report:
|  |  | a) Results of performance tests conducted during the year | 40 | 0 | 7.5 | 1 | 40 | 0 | 0 | 0 | 0 | 0 | 0 | 0 | 0
|  | 11) Status report for operators that are off-site for more than 2 weeks |  | 8 | 0 | 0 | 1 | 8 | 2 | 16 | 0.8 | 1.6 | 0 | 655.0272 | 0 | 2 | i
12) Corrective action summary for operators that are off-site for more
0.2 |  |  | than 2 weeks | 8 | 0 | 0 | 2 | 16 | 2 | 32 | 1.6 | 3.2 | 0 | 1310.0544 | 0 | 4 | i
|  | 13) Semiannual report of emissions/parameter exceedances |  | 24 | 0 | 7.5 | 1 | 24 | 2 | 48 | 2.4 | 4.8 | 0 | 1965.0816 | 15 | 2 | j
ReportingSubtotal | [9 empty] | 7100 | 355 | 710 | 192.7083 | 290668.32 | 417101.6667 | 220
4. Recordkeeping Requirements
| A. Read Instructions |  |  | Inculded in 3.A
1 | B. Plan Activities |  |  | Not applicable
| C. Implement Activities |  |  | Not applicable
| D. Develop Record System |  |  | Not applicable
E. Record Information
|  | 1) Records of operating parameters |  | Included in 3.B.5.b | 0 | 0 | 52 | 0 | 0 | 0 | 0 | 0 | 0 | 0 | 0 | 0
2) Records of periods for which minimum amount of data on operating
|  | parameters were not obtained |  | 0.5 | 0 | 0 | 52 | 26 | 0 | 0 | 0 | 0 | 0 | 0 | 0 | 0 | k
|  | 3) Records of malfunction of the unit |  | 1.5 | 0 | 0 | 1 | 1.5 | 0 | 0 | 0 | 0 | 0 | 0 | 0 | 0 | k
|  | 4) Records of exceedances of the operating parameters |  | 1.5 | 0 | 0 | 1 | 1.5 | 2 | 3 | 0.15 | 0.3 | 0 | 122.8176 | 0 | 2 | j
|  | 5) Records of stack tests |  | Included in 3.E
|  | 6) Records of siting analysis |  | Included in 3.E
|  | 7) Records of persons who have reviewed operating procedures |  | 1 | 0 | 0 | 1 | 1 | 0 | 0 | 0 | 0 | 0 | 0 | 0 | 0
|  | 8) Records of persons who have completed operator training |  | 1 | 0 | 0 | 1 | 1 | 0 | 0 | 0 | 0 | 0 | 0 | 0 | 0
|  | 9) Records of persons whe meet operator qualification criteria |  | 1 | 0 | 0 | 1 | 1 | 0 | 0 | 0 | 0 | 0 | 0 | 0 | 0
|  | 10) Records of monitoring device calibration |  | Included in 3.B
|  | 11) Records of site-specific documentation |  | 24 | 0 | 0 | 1 | 24 | 0 | 0 | 0 | 0 | 0 | 0 | 0 | 0
| F. Personnel Training |  |  | Included in 3.B
| G. Time for Audits |  |  | Not applicable
Recordkeeping Subtotal | [9 empty] | 3 | 0.15 | 0.3 | 0 | 122.8176 | 0 | 2
TOTAL: | [9 empty] | 7103 | 355.15 | 710.3 | 192.7083 | 290791.1376 | 417101.6667 | 222
[11 empty] | Total Hours | Labor | Non-Labor | Total
[8 empty] | Summary of Respondent Burden |  |  | 8168.45 | 290791.1376 | 417101.6667 | 707892.8043
[8 empty] | Annualized Capital and Startup |  |  |  |  | 260466.6667 | 260466.6667
[8 empty] | O & M Summary |  |  |  |  | 156500 | 156500
FOOTNOTES
a | Based on the total number of existing units expected to continue operating once the guidelines become effective.
b | Costs are based on the following hourly rates: technical at $34.60, management at $82.23, clerical at $22.32, and testing contractor at $80.
c | One-time only costs.
d | Cost incurred by a facility regardless of the number of affected units at the plant.
e | Annual cost. Annual costs are not incurred until the second year of operation.
f | Based on the sum of the annualized capital costs for each monitoring system required for incinerators.
g | Based on the sum of the calculated annual cost for each monitoring system required for incinerators.
h | Assumed that one-third of the facilities will petition for site-specific parameters.
i | Assumed that 10 percent of the facilities would not have a qualified operator available for more than two weeks at least once a year. Assumed that this required only two corrective action summaries.
j | Assumed that 10 percent of the facilities would have an exceedance during the year.
k | Standards apply at all times under the newly proposed regulation. Therefore no periods of unobtained data or malfunction periods are expected.
l | Assumed $100 for puchase of filing cabinet to house copy of rule, records and report copies.

## COSTTAB_Cement Kilns Yr 2
Table 5.B - Annual Respondent Burden and Cost of Recordkeeping and Reporting Requirements for the Emissions Guidelines | [17 empty] | 75
for Existing Stationary Sources: Commercial and Industrial Solid Waste Incineration Units - Subpart DDDD - Year 2, Waste-burning Kilns
| = | # pulping lines |  | (A) | Emission |  | (B) | (C) | (D) | (E) | (F) | (G) | (H)
| = | # bleaching lines |  | Respondent | Testing | Non-Labor | Number of | Hours | Number of | Technical | Management | Clerical | Emission | Total | Total | Total | Footnotes
| = | # mills total |  | Hours per | Contractor | Costs | Occurrences | Per | Respondents | Hours | Hours | Hours | Testing | Labor Costs | Non-Labor | Responses
| = | # mills with bleaching lines |  | Occurrence | Hours | Per | Per | Respondent | Per Year (a) | Per Year | Per Year | Per Year | Contractor | Per Year | Costs | Per Year
|  |  |  | (Technical | Per | Occurrence | Respondent | Per Year |  | @$34.60 | @$82.23 | @$22.32 | Hours Per | (b) | Per Year
Burden Item |  |  |  | hours) | Occurrence |  | Per Year | (C=A x B) |  | (CXD) | (E x 0.05) | (E x 0.1) | Year @$80
1. | Applications |  |  | Not applicable |  |  |  | 0 | 55 |  |  |  |  | 0
2. | Surveys and Studies |  |  | Not applicable |  |  |  | 0 | 4 | 0 | 0 | 0 |  | 0
3. | Reporting Requirements | [6 empty] | 0 |  | 0 | 0 | 0 |  | 0
| A. | Read and Understand Rule Requirements |  | 1 | 0 | 0 | 1 | 1 | 0 | 0 | 0 | 0 | 0 | 0 | 0 | 0 | c,d,l
| B. | Required Activities | [7 empty] | 0 | 0 | 0
|  | 1) Initial stack test and report (PM, dioxins/furans, |  | Included in E. | varies | 15416.6667 | 1 | 0 | 0 | 0 | 0 | 0 | 192.7083 | 0 | 0 | 0 | c
opacity, HCl, Cd, Pb, Hg, CO, NOx, and SO2 (as required))
|  | 2) Annual stack test and test report (PM, HCl, Opacity, and Fugitive Ash) |  | Included in E. | 356.6667 | 28533.3333 | 1 | 0 | 16 | 0 | 0 | 0 | 5706.6667 | 0 | 456533.3333 | 16 | e
|  | 3) | Operator training and qualification
|  |  | a) Establish and teach operator qualification course | 64 | 0 | 0 | 1 | 64 | 0 | 0 | 0 | 0 | 0 | 0 | 0 | 0 | c
|  |  | b) Obtain operator qualification | 72 | 0 | 0 | 1 | 72 | 0 | 0 | 0 | 0 | 0 | 0 | 0 | 0 | c
|  |  | c) Annual refresher course | 12 |  | 0 | 1 | 12 | 12 | 144 | 7.2 | 14.4 | 0 | 5895.2448 | 0 | 12 | e
|  |  | d) Initial review of site-specific information | Included in a.
|  |  | e) Annual review of site-specific information | 8 | 0 | 0 | 1 | 8 | 12 | 96 | 4.8 | 9.6 | 0 | 3930.1632 | 0 | 12 | e
|  | 4) Establish operating parameters (maximum and minimum) |  | 40 | Included in B.1. | 0 | 1 | 40 | 0 | 0 | 0 | 0 | 0 | 0 | 0 | 0 | c
5) Continuous parameter monitoring (including CEMS)
|  |  | a) Initial costs | 17 | 0 | 0 | 1 | 17 | 0 | 0 | 0 | 0 | 0 | 0 | 12600 | 0 | c,f
|  |  | b) Annual costs | 17 | 0 | 9781.25 | 1 | 17 | 0 | 0 | 0 | 0 | 0 | 0 | 156500 | 0 | e,g
| C. | Create Information |  | Included in 3.B
| D. | Gather Information |  | Included in 3.E
| E. | Report Preparation | [5 empty] | 0 |  | 0 | 0 | 0 |  | 0
1) Notification of initial performance test
|  |  | a) Pollutants, fugitive ash emissions | 2 | 0 | 0 | 1 | 2 | 0 | 0 | 0 | 0 | 0 | 0 | 0 | 0
|  |  | b) Fugitive Ash Emissions | 1 | 0 | 0 | 1 | 1 | 0 | 0 | 0 | 0 | 0 | 0 | 0 | 0
|  | 2) Notification of initial CMS Demonstration |  | 2 | 0 | 0 | 1 | 2 | 0 | 0 | 0 | 0 | 0 | 0 | 0 | 0
3) Report of initial performance test
|  |  | a) Pollutants, fugitive ash emissions | 8 | 0 | 7.5 | 1 | 8 | 0 | 0 | 0 | 0 | 0 | 0 | 0 | 0
|  |  | b) Fugitive Ash Emissions | 2 | 0 | 0 | 1 | 2 | 0 | 0 | 0 | 0 | 0 | 0 | 0 | 0
|  | 4) Report of initial CMS demonstration |  | Included in 3.B.5
1 |  | 5) Report prior to construction (includes siting analysis) |  | 160 | 0 | 0 | 1 | 160 | 0 | 0 | 0 | 0 | 0 | 0 | 0 | 0 | c
1 |  | 6) Report prior to initial start-up
|  |  | a) Without site specific parameter petition | 6 | 0 | 0 | 1 | 6 | 0 | 0 | 0 | 0 | 0 | 0 | 0 | 0 | c,h
|  |  | b) With site specific parameter petition | 14 | 0 | 0 | 1 | 14 | 0 | 0 | 0 | 0 | 0 | 0 | 0 | 0 | c,h
0.1 |  | 7) Report of initial stack test |  | Included in 3.B.1
1 |  | 8) Report established values for site-specific operating parameters |  | Included in 3.B | 0 | 0 | 1 | 0 | 0 | 0 | 0 | 0 | 0 | 0 | 0 | 0 | c
|  | 9) Waste management plan |  | 160 | 0 | 0 | 1 | 160 | 0 | 0 | 0 | 0 | 0 | 0 | 0 | 0 | c
10) Annual Report:
|  |  | a) Results of performance tests conducted during the year | 40 | 0 | 7.5 | 1 | 40 | 16 | 640 | 32 | 64 | 0 | 26201.088 | 120 | 16
|  | 11) Status report for operators that are off-site for more than 2 weeks |  | 8 | 0 | 0 | 1 | 8 | 2 | 16 | 0.8 | 1.6 | 0 | 655.0272 | 0 | 2 | i
12) Corrective action summary for operators that are off-site for more
0.2 |  |  | than 2 weeks | 8 | 0 | 0 | 2 | 16 | 2 | 32 | 1.6 | 3.2 | 0 | 1310.0544 | 0 | 4 | i
|  | 13) Semiannual report of emissions/parameter exceedances |  | 24 | 0 | 7.5 | 1 | 24 | 2 | 48 | 2.4 | 4.8 | 0 | 1965.0816 | 15 | 2 | j
ReportingSubtotal | [9 empty] | 976 | 48.8 | 97.6 | 5899.375 | 39956.6592 | 625768.3333 | 64
4. Recordkeeping Requirements
| A. Read Instructions |  |  | Inculded in 3.A
1 | B. Plan Activities |  |  | Not applicable
| C. Implement Activities |  |  | Not applicable
| D. Develop Record System |  |  | Not applicable
E. Record Information
|  | 1) Records of operating parameters |  | Included in 3.B.5.b | 0 | 0 | 52 | 0 | 0 | 0 | 0 | 0 | 0 | 0 | 0 | 0
2) Records of periods for which minimum amount of data on operating
|  | parameters were not obtained |  | 0.5 | 0 | 0 | 52 | 26 | 0 | 0 | 0 | 0 | 0 | 0 | 0 | 0 | k
|  | 3) Records of malfunction of the unit |  | 1.5 | 0 | 0 | 1 | 1.5 | 0 | 0 | 0 | 0 | 0 | 0 | 0 | 0 | k
|  | 4) Records of exceedances of the operating parameters |  | 1.5 | 0 | 0 | 1 | 1.5 | 2 | 3 | 0.15 | 0.3 | 0 | 122.8176 | 0 | 2 | j
|  | 5) Records of stack tests |  | Included in 3.E
|  | 6) Records of siting analysis |  | Included in 3.E
|  | 7) Records of persons who have reviewed operating procedures |  | 1 | 0 | 0 | 1 | 1 | 12 | 12 | 0.6 | 1.2 | 0 | 491.2704 | 0 | 12
|  | 8) Records of persons who have completed operator training |  | 1 | 0 | 0 | 1 | 1 | 12 | 12 | 0.6 | 1.2 | 0 | 491.2704 | 0 | 12
|  | 9) Records of persons whe meet operator qualification criteria |  | 1 | 0 | 0 | 1 | 1 | 12 | 12 | 0.6 | 1.2 | 0 | 491.2704 | 0 | 12
|  | 10) Records of monitoring device calibration |  | Included in 3.B
|  | 11) Records of site-specific documentation |  | 24 | 0 | 0 | 1 | 24 | 12 | 288 | 14.4 | 28.8 | 0 | 11790.4896 | 0 | 12
| F. Personnel Training |  |  | Included in 3.B
| G. Time for Audits |  |  | Not applicable
Recordkeeping Subtotal | [9 empty] | 327 | 16.35 | 32.7 | 0 | 13387.1184 | 0 | 50
TOTAL: | [9 empty] | 1303 | 65.15 | 130.3 | 5899.375 | 53343.7776 | 625768.3333 | 114
[11 empty] | Total Hours | Labor | Non-Labor | Total
[8 empty] | Summary of Respondent Burden |  |  | 1498.45 | 53343.7776 | 625768.3333 | 679112.1109
[8 empty] | Annualized Capital and Startup |  |  |  |  | 12600 | 12600
[8 empty] | O & M Summary |  |  |  |  | 156500 | 156500
FOOTNOTES
a | Based on the total number of existing units expected to continue operating once the guidelines become effective.
b | Costs are based on the following hourly rates: technical at $34.60, management at $82.23, clerical at $22.32, and testing contractor at $80.
c | One-time only costs.
d | Cost incurred by a facility regardless of the number of affected units at the plant.
e | Annual cost. Annual costs are not incurred until the second year of operation.
f | Based on the sum of the annualized capital costs for each monitoring system required for incinerators.
g | Based on the sum of the calculated annual cost for each monitoring system required for incinerators.
h | Assumed that one-third of the facilities will petition for site-specific parameters.
i | Assumed that 10 percent of the facilities would not have a qualified operator available for more than two weeks at least once a year. Assumed that this required only two corrective action summaries.
j | Assumed that 10 percent of the facilities would have an exceedance during the year.
k | Standards apply at all times under the newly proposed regulation. Therefore no periods of unobtained data or malfunction periods are expected.
l | Assumed $100 for puchase of filing cabinet to house copy of rule, records and report copies.

## COSTTAB_Cement Kilns Yr 3
Table 5.C - Annual Respondent Burden and Cost of Recordkeeping and Reporting Requirements for the Emissions Guidelines | [17 empty] | 75
for Existing Stationary Sources: Commercial and Industrial Solid Waste Incineration Units - Subpart DDDD - Year 3, Waste-burning Kilns
| = | # pulping lines |  | (A) | Emission |  | (B) | (C) | (D) | (E) | (F) | (G) | (H)
| = | # bleaching lines |  | Respondent | Testing | Non-Labor | Number of | Hours | Number of | Technical | Management | Clerical | Emission | Total | Total | Total | Footnotes
| = | # mills total |  | Hours per | Contractor | Costs | Occurrences | Per | Respondents | Hours | Hours | Hours | Testing | Labor Costs | Non-Labor | Responses
| = | # mills with bleaching lines |  | Occurrence | Hours | Per | Per | Respondent | Per Year (a) | Per Year | Per Year | Per Year | Contractor | Per Year | Costs | Per Year
|  |  |  | (Technical | Per | Occurrence | Respondent | Per Year |  |  |  |  | Hours Per | (b) | Per Year
Burden Item |  |  |  | hours) | Occurrence |  | Per Year | (C=A x B) |  | (CXD) | (E x 0.05) | (E x 0.1) | Year
1. | Applications |  |  | Not applicable |  |  |  | 0 | 55 |  |  |  |  | 0
2. | Surveys and Studies |  |  | Not applicable |  |  |  | 0 | 4 | 0 | 0 | 0 |  | 0
3. | Reporting Requirements | [6 empty] | 0 |  | 0 | 0 | 0 |  | 0
| A. | Read and Understand Rule Requirements |  | 1 | 0 | 0 | 1 | 1 | 0 | 0 | 0 | 0 | 0 | 0 | 0 | 0 | c,d,l
| B. | Required Activities | [7 empty] | 0 | 0 | 0
|  | 1) Initial stack test and report (PM, dioxins/furans, |  | Included in E. | varies | 15416.6667 | 1 | 0 | 0 | 0 | 0 | 0 | 192.7083 | 0 | 0 | 0 | c
opacity, HCl, Cd, Pb, Hg, CO, NOx, and SO2 (as required))
|  | 2) Annual stack test and test report (PM, HCl, Opacity, and Fugitive Ash) |  | Included in E. | 356.6667 | 28533.3333 | 1 | 0 | 16 | 0 | 0 | 0 | 5706.6667 | 0 | 456533.3333 | 16 | e
|  | 3) | Operator training and qualification
|  |  | a) Establish and teach operator qualification course | 64 | 0 | 0 | 1 | 64 | 0 | 0 | 0 | 0 | 0 | 0 | 0 | 0 | c
|  |  | b) Obtain operator qualification | 72 | 0 | 0 | 1 | 72 | 0 | 0 | 0 | 0 | 0 | 0 | 0 | 0 | c
|  |  | c) Annual refresher course | 12 |  | 0 | 1 | 12 | 12 | 144 | 7.2 | 14.4 | 0 | 5895.2448 | 0 | 12 | e
|  |  | d) Initial review of site-specific information | Included in a.
|  |  | e) Annual review of site-specific information | 8 | 0 | 0 | 1 | 8 | 12 | 96 | 4.8 | 9.6 | 0 | 3930.1632 | 0 | 12 | e
|  | 4) Establish operating parameters (maximum and minimum) |  | 40 | Included in B.1. | 0 | 1 | 40 | 0 | 0 | 0 | 0 | 0 | 0 | 0 | 0 | c
5) Continuous parameter monitoring (including CEMS)
|  |  | a) Initial costs | 17 | 0 | 0 | 1 | 17 | 0 | 0 | 0 | 0 | 0 | 0 | 12600 | 0 | c,f
|  |  | b) Annual costs | 17 | 0 | 9781.25 | 1 | 17 | 0 | 0 | 0 | 0 | 0 | 0 | 156500 | 0 | e,g
| C. | Create Information |  | Included in 3.B
| D. | Gather Information |  | Included in 3.E
| E. | Report Preparation | [5 empty] | 0 |  | 0 | 0 | 0 |  | 0
1) Notification of initial performance test
|  |  | a) Pollutants, fugitive ash emissions | 2 | 0 | 0 | 1 | 2 | 0 | 0 | 0 | 0 | 0 | 0 | 0 | 0
|  |  | b) Fugitive Ash Emissions | 1 | 0 | 0 | 1 | 1 | 0 | 0 | 0 | 0 | 0 | 0 | 0 | 0
|  | 2) Notification of initial CMS Demonstration |  | 2 | 0 | 0 | 1 | 2 | 0 | 0 | 0 | 0 | 0 | 0 | 0 | 0
3) Report of initial performance test
|  |  | a) Pollutants, fugitive ash emissions | 8 | 0 | 7.5 | 1 | 8 | 0 | 0 | 0 | 0 | 0 | 0 | 0 | 0
|  |  | b) Fugitive Ash Emissions | 2 | 0 | 0 | 1 | 2 | 0 | 0 | 0 | 0 | 0 | 0 | 0 | 0
|  | 4) Report of initial CMS demonstration |  | Included in 3.B.5
1 |  | 5) Report prior to construction (includes siting analysis) |  | 160 | 0 | 0 | 1 | 160 | 0 | 0 | 0 | 0 | 0 | 0 | 0 | 0 | c
1 |  | 6) Report prior to initial start-up
|  |  | a) Without site specific parameter petition | 6 | 0 | 0 | 1 | 6 | 0 | 0 | 0 | 0 | 0 | 0 | 0 | 0 | c,h
|  |  | b) With site specific parameter petition | 14 | 0 | 0 | 1 | 14 | 0 | 0 | 0 | 0 | 0 | 0 | 0 | 0 | c,h
0.1 |  | 7) Report of initial stack test |  | Included in 3.B.1
1 |  | 8) Report established values for site-specific operating parameters |  | Included in 3.B | 0 | 0 | 1 | 0 | 0 | 0 | 0 | 0 | 0 | 0 | 0 | 0 | c
|  | 9) Waste management plan |  | 160 | 0 | 0 | 1 | 160 | 0 | 0 | 0 | 0 | 0 | 0 | 0 | 0 | c
10) Annual Report:
|  |  | a) Results of performance tests conducted during the year | 40 | 0 | 7.5 | 1 | 40 | 16 | 640 | 32 | 64 | 0 | 26201.088 | 120 | 16
|  | 11) Status report for operators that are off-site for more than 2 weeks |  | 8 | 0 | 0 | 1 | 8 | 2 | 16 | 0.8 | 1.6 | 0 | 655.0272 | 0 | 2 | i
12) Corrective action summary for operators that are off-site for more
0.2 |  |  | than 2 weeks | 8 | 0 | 0 | 2 | 16 | 2 | 32 | 1.6 | 3.2 | 0 | 1310.0544 | 0 | 4 | i
|  | 13) Semiannual report of emissions/parameter exceedances |  | 24 | 0 | 7.5 | 1 | 24 | 2 | 48 | 2.4 | 4.8 | 0 | 1965.0816 | 15 | 2 | j
ReportingSubtotal | [9 empty] | 976 | 48.8 | 97.6 | 5899.375 | 39956.6592 | 625768.3333 | 64
4. Recordkeeping Requirements
| A. Read Instructions |  |  | Inculded in 3.A
1 | B. Plan Activities |  |  | Not applicable
| C. Implement Activities |  |  | Not applicable
| D. Develop Record System |  |  | Not applicable
E. Record Information
|  | 1) Records of operating parameters |  | Included in 3.B.5.b | 0 | 0 | 52 | 0 | 0 | 0 | 0 | 0 | 0 | 0 | 0 | 0
2) Records of periods for which minimum amount of data on operating
|  | parameters were not obtained |  | 0.5 | 0 | 0 | 52 | 26 | 0 | 0 | 0 | 0 | 0 | 0 | 0 | 0 | k
|  | 3) Records of malfunction of the unit |  | 1.5 | 0 | 0 | 1 | 1.5 | 0 | 0 | 0 | 0 | 0 | 0 | 0 | 0 | k
|  | 4) Records of exceedances of the operating parameters |  | 1.5 | 0 | 0 | 1 | 1.5 | 2 | 3 | 0.15 | 0.3 | 0 | 122.8176 | 0 | 2 | j
|  | 5) Records of stack tests |  | Included in 3.E
|  | 6) Records of siting analysis |  | Included in 3.E
|  | 7) Records of persons who have reviewed operating procedures |  | 1 | 0 | 0 | 1 | 1 | 12 | 12 | 0.6 | 1.2 | 0 | 491.2704 | 0 | 12
|  | 8) Records of persons who have completed operator training |  | 1 | 0 | 0 | 1 | 1 | 12 | 12 | 0.6 | 1.2 | 0 | 491.2704 | 0 | 12
|  | 9) Records of persons whe meet operator qualification criteria |  | 1 | 0 | 0 | 1 | 1 | 12 | 12 | 0.6 | 1.2 | 0 | 491.2704 | 0 | 12
|  | 10) Records of monitoring device calibration |  | Included in 3.B
|  | 11) Records of site-specific documentation |  | 24 | 0 | 0 | 1 | 24 | 12 | 288 | 14.4 | 28.8 | 0 | 11790.4896 | 0 | 12
| F. Personnel Training |  |  | Included in 3.B
| G. Time for Audits |  |  | Not applicable
Recordkeeping Subtotal | [9 empty] | 327 | 16.35 | 32.7 | 0 | 13387.1184 | 0 | 50
TOTAL: | [9 empty] | 1303 | 65.15 | 130.3 | 5899.375 | 53343.7776 | 625768.3333 | 114
[11 empty] | Total Hours | Labor | Non-Labor | Total
[8 empty] | Summary of Respondent Burden |  |  | 1498.45 | 53343.7776 | 625768.3333 | 679112.1109
[8 empty] | Annualized Capital and Startup |  |  |  |  | 12600 | 12600
[8 empty] | O & M Summary |  |  |  |  | 156500 | 156500
FOOTNOTES
a | Based on the total number of existing units expected to continue operating once the guidelines become effective.
b | Costs are based on the following hourly rates: technical at $34.60, management at $82.23, clerical at $22.32, and testing contractor at $80.
c | One-time only costs.
d | Cost incurred by a facility regardless of the number of affected units at the plant.
e | Annual cost. Annual costs are not incurred until the second year of operation.
f | Based on the sum of the annualized capital costs for each monitoring system required for incinerators.
g | Based on the sum of the calculated annual cost for each monitoring system required for incinerators.
h | Assumed that one-third of the facilities will petition for site-specific parameters.
i | Assumed that 10 percent of the facilities would not have a qualified operator available for more than two weeks at least once a year. Assumed that this required only two corrective action summaries.
j | Assumed that 10 percent of the facilities would have an exceedance during the year.
k | Standards apply at all times under the newly proposed regulation. Therefore no periods of unobtained data or malfunction periods are expected.
l | Assumed $100 for puchase of filing cabinet to house copy of rule, records and report copies.

## COSTTAB_Cement Kilns Summary
Table 5.D - Summary of Annual Respondent Burden and Cost of Recordkeeping and Reporting Requirements for the Emissions Guidelines for Existing Stationary Sources: Commercial and Industrial Solid Waste Incineration Units - Subpart DDDD, Waste-burning Kilns
Year | Technical Hours | Management Hours | Clerical Hours | Total Hours | Testing Contractor Hoursa | Labor Costs | Non-Labor (O&M) Costs | Total Costs
1 | 7103 | 355.15 | 710.3 | 8168.45 | 192.7083 | 290791.1376 | 417101.6667 | 707892.8043
2 | 1303 | 65.15 | 130.3 | 1498.45 | 5899.375 | 53343.7776 | 625768.3333 | 679112.1109
3 | 1303 | 65.15 | 130.3 | 1498.45 | 5899.375 | 53343.7776 | 625768.3333 | 679112.1109
Total | 9709 | 485.45 | 970.9 | 11165.35 | 11991.4583 | 397478.6928 | 1668638.3333 | 2066117.0261
Average | 3236.3333 | 161.8167 | 323.6333 | 3721.7833 | 3997.1528 | 132492.8976 | 556212.7778 | 688705.6754
a. Test contractor costs are accounted for in the non-labor category

## RESPONDENTCOST Summary
Table 6 - Summary of Annual Respondent Burden and Cost of Recordkeeping and Reporting Requirements for the Emissions Guidelines for Existing Stationary Sources: Commercial and Industrial Solid Waste Incineration Units - Subpart DDDD, All Subcategories
Year | Technical Hours | Management Hours | Clerical Hours | Total Labor Hours | Testing Contractor Hoursa | Labor Costs | Non-Labor (O&M) Costs | Total Costs
1 | 32595.35 | 1629.7675 | 3259.535 | 37484.6525 | 1431.4693 | 1334427.5527 | 3676664.9167 | 5011092.4694
2 | 5997.35 | 299.8675 | 599.735 | 6896.9525 | 20377.3068 | 245526.7111 | 3295309.25 | 3540835.9611
3 | 5997.35 | 299.8675 | 599.735 | 6896.9525 | 20377.3068 | 245526.7111 | 3295309.25 | 3540835.9611
Total | 44590.05 | 2229.5025 | 4459.005 | 51278.5575 | 42186.0828 | 1825480.975 | 10267283.4167 | 12092764.3916
Average | 14863.35 | 743.1675 | 1486.335 | 17092.8525 | 14062.0276 | 608493.6583 | 3422427.8056 | 4030921.4639
a. Test contractor costs are accounted for in the non-labor category

## Summary Totals (hidden)
Respondent
| Year | Total Hours | Labor ($) | Non-Labor ($) | Total ($) | Reporting Hours | Recordkeeping Hours | Non-Labor Reporting ($) | O&M/Start-up costs | Number of responses | Number of Respondents
Incinerators | 1 | 1900.7775 | 67666.3567 | 90823.75 | 158490.1067 | 1900.26 | 0.5175 | 90823.75 | 90799 | 43.5 | 3
| 2 | 375.8775 | 13380.9775 | 99124.75 | 112505.7275 | 282.21 | 93.6675 | 99124.75 | 55500 | 28.5 | 3
| 3 | 375.8775 | 13380.9775 | 99124.75 | 112505.7275 | 282.21 | 93.6675 | 99124.75 | 55500 | 28.5 | 3
ERU-solid | 1 | 13974.8 | 497493.1584 | 2226966.1667 | 2724459.3251 | 13971.35 | 3.45 | 2226966.1667 | 2226718.6667 | 398 | 20
| 2 | 2620.85 | 93300.4368 | 1715188.8333 | 1808489.2701 | 1996.4 | 624.45 | 1715188.8333 | 1264408 | 192 | 20
| 3 | 2620.85 | 93300.4368 | 1715188.8333 | 1808489.2701 | 1996.4 | 624.45 | 1715188.8333 | 1264408 | 192 | 20
Small, remote | 1 | 10626 | 378278.208 | 438524.1667 | 816802.3747 | 10622.55 | 3.45 | 438524.1667 | 438366.6667 | 274 | 16
| 2 | 1852.65 | 65953.0512 | 306890.8333 | 372843.8845 | 1352.4 | 500.25 | 306890.8333 | 30600 | 144 | 16
| 3 | 1852.65 | 65953.0512 | 306890.8333 | 372843.8845 | 1352.4 | 500.25 | 306890.8333 | 30600 | 144 | 16
ERU-liquid | 1 | 2814.625 | 100198.692 | 503249.1667 | 603447.8587 | 2812.9 | 1.725 | 503249.1667 | 503196.6667 | 81 | 4
| 2 | 549.125 | 19548.468 | 548336.5 | 567884.968 | 423.2 | 125.925 | 548336.5 | 245084 | 41 | 4
| 3 | 549.125 | 19548.468 | 548336.5 | 567884.968 | 423.2 | 125.925 | 548336.5 | 245084 | 41 | 4
Cement kilns | 1 | 8168.45 | 290791.1376 | 417101.6667 | 707892.8043 | 8165 | 3.45 | 417101.6667 | 416966.6667 | 222 | 12
| 2 | 1498.45 | 53343.7776 | 625768.3333 | 679112.1109 | 1122.4 | 376.05 | 625768.3333 | 169100 | 114 | 12
| 3 | 1498.45 | 53343.7776 | 625768.3333 | 679112.1109 | 1122.4 | 376.05 | 625768.3333 | 169100 | 114 | 12
| Total | 51278.5575 | 1825480.975 | 10267283.4167 | 12092764.3916 | 47825.28 | 3453.2775 |  | 7205431.6667 | 2057.5 | 165
| Average | 17092.8525 | 608493.6583 | 3422427.8056 | 4030921.4639 | 15941.76 | 1151.0925 |  | 2401810.5556 | 685.8333 | 55
[6 empty] | 17.5377 | 1.2663 |  | 2642.2558 | Responses/ Respondent /yr | 12.4697
Check of JS numbers
| Total Year 1 | 37484.6525 | 1334427.5527 | 3676664.9167 | 3585841.1667 | 50285.0511 | 35583.875 | 3585841.1667 | 3585248.6667
| Total Year 2 | 6896.9525 | 245526.7111 | 3295309.25 | 3196184.5 | 9193.675 | 6521.075 | 3196184.5 | 1709192
| Total Year 3 | 6896.9525 | 245526.7111 | 3295309.25 | 3196184.5 | 9193.675 | 6521.075 | 3196184.5 | 1709192
|  | 51278.5575 | 1825480.975 | 10267283.4167 |  |  | 51278.5575 | 9978210.1667 | 7003632.6667
3726949.9678
Agency | [5 empty] | 3304502.925
| Year | Total Hours | Labor ($) | Non-Labor ($) | Total ($) | 3304502.925
| 1 | 5560.48 | 288410.0096 | 13218.75 | 301628.7596
| 2 | 1328.48 | 68905.3696 | 0 | 68905.3696
| 3 | 1328.48 | 68905.3696 | 0 | 68905.3696
| Total | 8217.44 | 426220.7488 | 13218.75 | 439439.4988
| Average | 2739.1467 | 142073.5829 | 4406.25 | 146479.8329

## EPACOST Year 1
Table 7 - Annual Federal Government Burden and Cost of Recordkeeping and Reporting Requirements for the Emission Guidelines for Existing Stationary Sources: Commercial and Industrial Solid Waste Incineration Units - Subpart DDDD - Year 1
|  |  |  | (A) |  | (B) | (C) | (D) | (E) | (F)
Burden Item |  |  |  | Number of Occurrences Per Year |  | EPA Hours Per Occurrence | Tech Hours Per Year (C=AxB) | Management Hours Per Year (D=Cx0.05) | Clerical Hours Per Year (E=Cx0.1) | EPA Cost Per Year (a,b)
1. | Applications |  |  | not applicable
2. | Read and Understand Rule Requirements |  |  | 1 | c | 16 | 16 | 0.8 | 1.6 | 954.368
3. | Required Activities
| A. | Observe initial stack tests
0.08 | 0.9 | (PM, dioxins/furans, opacity, HCl, Cd, Pb, Hg, CO, NOx, and SO2) |  | 15 | c,d | 48 | 720 | 36 | 72 | 42946.56
0.01 | B. | Excess emissions -- Enforcement Activities |  | 7.5 | f | 24 | 180 | 9 | 18 | 10736.64
| C. | Create Information |  | not applicable
| D. | Gather Information |  | not applicable
| E. | Report Reviews
1 |  | 1) | Review waste managemant plan and siting analysis | 55 | c | 8 | 440 | 22 | 44 | 26245.12
|  | 2) | Review report submitted prior to initial startup | 52 | c | 2 | 104 | 5.2 | 10.4 | 6203.392
0.01 |  | 3) | Review initial stack test report | 75 | c | 40 | 3000 | 150 | 300 | 178944
|  | 4) | Review annual compliance report | 0 | e | 8 | 0 | 0 | 0 | 0
|  | 5) | Review semi-annual excess emission and parameter exceedance report | 7.3 | f | 16 | 116.8 | 5.84 | 11.68 | 6966.8864
|  | 6) | Review status reports and corrective action summary for operators off-site | 14.6 | g | 4 | 58.4 | 2.92 | 5.84 | 3483.4432
| F. | Prepare annual summary report |  | 1 |  | 200 | 200 | 10 | 20 | 11929.6
5. | Travel expenses: (1 person * 30 hours per year / 8 hours per day * $75 per diem) + ($600 per round trip) = |  |  |  |  | 881.25 | per trip |  |  | 13218.75
| TOTAL | [5 empty] | 4835.2 | 241.76 | 483.52 | 301628.7596
FOOTNOTES
a | Costs are based on the following hourly rates (loaded with 60% for fringe and overhead): technical at $52.37, management at $86.56, clerical at $29.52.
b | Figures may not add exactly due to rounding.
c | One-time only costs.
d | Assumes EPA personnel attend 20 percent of the initial stack tests.
e | Burden not incurred until second year of operation onward.
f | Assume that 10 percent of the facilities have an exceedance during the year.
g | Assumed that 10 percent of the facilities would not have a qualified operator for more than two weeks at least once a year. Assumed that 1 status report and 2 corrective action summaries are submitted.

## EPACOST Year 2
Table 8 - Annual Federal Government Burden and Cost of Recordkeeping and Reporting Requirements for the Emission Guidelines for Existing Stationary Sources: Commercial and Industrial Solid Waste Incineration Units - Subpart DDDD - Year 2
|  |  |  | (A) |  | (B) | (C) | (D) | (E) | (F)
Burden Item |  |  |  | Number of Occurrences Per Year |  | EPA Hours Per Occurrence | Tech Hours Per Year (C=AxB) | Management Hours Per Year (D=Cx0.05) | Clerical Hours Per Year (E=Cx0.1) | EPA Cost Per Year (a,b)
1. | Applications |  |  | not applicable
2. | Read and Understand Rule Requirements |  |  | 0 | c | 16 | 0 | 0 | 0 | 0
3. | Required Activities
| A. |  | Observe initial stack tests
0.08 | 0.9 |  | (PM, dioxins/furans, opacity, HCl, Cd, Pb, Hg, CO, NOx, and SO2) | 0 | c,d | 48 | 0 | 0 | 0 | 0
0.01 | B. |  | Excess emissions -- Enforcement Activities | 7.5 | f | 24 | 180 | 9 | 18 | 10736.64
| C. |  | Create Information | not applicable
| D. |  | Gather Information | not applicable
| E. |  | Report Reviews
1 |  | 1) | Review waste managemant plan and siting analysis | 0 | c | 8 | 0 | 0 | 0 | 0
|  | 2) | Review report submitted prior to initial startup | 0 | c | 2 | 0 | 0 | 0 | 0
0.01 |  | 3) | Review initial stack test report | 0 | c | 40 | 0 | 0 | 0 | 0
|  | 4) | Review annual compliance report | 75 | e | 8 | 600 | 30 | 60 | 35788.8
|  | 5) | Review semi-annual excess emission and parameter exceedance report | 7.3 | f | 16 | 116.8 | 5.84 | 11.68 | 6966.8864
|  | 6) | Review status reports and corrective action summary for operators off-site | 14.6 | g | 4 | 58.4 | 2.92 | 5.84 | 3483.4432
| F. |  | Prepare annual summary report | 1 |  | 200 | 200 | 10 | 20 | 11929.6
5. | Travel expenses: (1 person * 30 hours per year / 8 hours per day * $75 per diem) + ($600 per round trip) = | [5 empty] | per trip |  |  | 0
| TOTAL | [5 empty] | 1155.2 | 57.76 | 115.52 | 68905.3696
FOOTNOTES
a | Costs are based on the following hourly rates (loaded with 60% for fringe and overhead): technical at $52.37, management at $86.56, clerical at $29.52.
b | Figures may not add exactly due to rounding.
c | One-time only costs.
d | Assumes EPA personnel attend 20 percent of the initial stack tests.
e | Burden not incurred until second year of operation onward.
f | Assume that 10 percent of the facilities have an exceedance during the year.
g | Assumed that 10 percent of the facilities would not have a qualified operator for more than two weeks at least once a year. Assumed that 1 status report and 2 corrective action summaries are submitted.

## EPACOST Year 3
Table 9 - Annual Federal Government Burden and Cost of Recordkeeping and Reporting Requirements for the Emission Guidelines for Existing Stationary Sources: Commercial and Industrial Solid Waste Incineration Units - Subpart DDDD - Year 3
|  |  |  | (A) |  | (B) | (C) | (D) | (E) | (F)
Burden Item |  |  |  | Number of Occurrences Per Year |  | EPA Hours Per Occurrence | Tech Hours Per Year (C=AxB) | Management Hours Per Year (D=Cx0.05) | Clerical Hours Per Year (E=Cx0.1) | EPA Cost Per Year (a,b)
1. | Applications |  |  | not applicable
2. | Read and Understand Rule Requirements |  |  | 0 | c | 16 | 0 | 0 | 0 | 0
3. | Required Activities
| A. |  | Observe initial stack tests
0.08 | 0.9 |  | (PM, dioxins/furans, opacity, HCl, Cd, Pb, Hg, CO, NOx, and SO2) | 0 | c,d | 48 | 0 | 0 | 0 | 0
0.01 | B. |  | Excess emissions -- Enforcement Activities | 7.5 | f | 24 | 180 | 9 | 18 | 10736.64
| C. |  | Create Information | not applicable
| D. |  | Gather Information | not applicable
| E. |  | Report Reviews
1 |  | 1) | Review waste managemant plan and siting analysis | 0 | c | 8 | 0 | 0 | 0 | 0
|  | 2) | Review report submitted prior to initial startup | 0 | c | 2 | 0 | 0 | 0 | 0
0.01 |  | 3) | Review initial stack test report | 0 | c | 40 | 0 | 0 | 0 | 0
|  | 4) | Review annual compliance report | 75 | e | 8 | 600 | 30 | 60 | 35788.8
|  | 5) | Review semi-annual excess emission and parameter exceedance report | 7.3 | f | 16 | 116.8 | 5.84 | 11.68 | 6966.8864
|  | 6) | Review status reports and corrective action summary for operators off-site | 14.6 | g | 4 | 58.4 | 2.92 | 5.84 | 3483.4432
| F. |  | Prepare annual summary report | 1 |  | 200 | 200 | 10 | 20 | 11929.6
5. | Travel expenses: (1 person * 30 hours per year / 8 hours per day * $75 per diem) + ($600 per round trip) = | [5 empty] | per trip |  |  | 0
| TOTAL | [5 empty] | 1155.2 | 57.76 | 115.52 | 68905.3696
FOOTNOTES
a | Costs are based on the following hourly rates (loaded with 60% for fringe and overhead): technical at $52.37, management at $86.56, clerical at $29.52.
b | Figures may not add exactly due to rounding.
c | One-time only costs.
d | Assumes EPA personnel attend 20 percent of the initial stack tests.
e | Burden not incurred until second year of operation onward.
f | Assume that 10 percent of the facilities have an exceedance during the year.
g | Assumed that 10 percent of the facilities would not have a qualified operator for more than two weeks at least once a year. Assumed that 1 status report and 2 corrective action summaries are submitted.

## EPACOST Summary
Table 10 - Summary of Annual Federal Government Burden and Cost of Recordkeeping and Reporting Requirements for the Emission Guidelines for Existing Stationary Sources: Commercial and Industrial Solid Waste Incineration Units - Subpart DDDD
Year | Technical Hours | Management Hours | Clerical Hours | Total Hours | Labor Costs | Non-Labor (O&M) Costs | Total Costs
1 | 4835.2 | 241.76 | 483.52 | 5560.48 | 288410.0096 | 13218.75 | 301628.7596
2 | 1155.2 | 57.76 | 115.52 | 1328.48 | 68905.3696 | 0 | 68905.3696
3 | 1155.2 | 57.76 | 115.52 | 1328.48 | 68905.3696 | 0 | 68905.3696
Total | 7145.6 | 357.28 | 714.56 | 8217.44 | 426220.7488 | 13218.75 | 439439.4988
Average | 2381.8667 | 119.0933 | 238.1867 | 2739.1467 | 142073.5829 | 4406.25 | 146479.8329