## Source Summary (hidden)
Cost Factor (in 2008$) |  | Reference/Note | Year of Costs
Advanced Combustion Controls (Linkageless Boiler Management System) -- cost is per boiler - TCI
19127 |  | LBMS costs are based on a 2008 quote provided to the U.S. Department of Energy. The installed cost for a LBMS on a 20 mmBtu/hr unit was are $19,127. The DOE noted that costs are relatively fixed, regardless of the size of the unit. | Assumed to represent $2008, since that was the year the quote was obtained.
Activated Carbon Injection
Hospital/Medical/Infectious Waste Incinerators (HMIWI). [EPA-HQ-OAR-2006-0534] |  | Received spreadsheet of HMIWI model costs from Tom Holloway of RTI International. | Originally $2004
Fabric Filter
Hospital/Medical/Infectious Waste Incinerators (HMIWI). [EPA-HQ-OAR-2006-0534] |  | Received spreadsheet of HMIWI model costs from Tom Holloway of RTI International. | Originally $2004
Packed Scrubber
Hospital/Medical/Infectious Waste Incinerators (HMIWI). [EPA-HQ-OAR-2006-0534] |  | Received spreadsheet of HMIWI model costs from Tom Holloway of RTI International. | Originally $2004
Secondary Chamber/Afterburner Retrofit
Hospital/Medical/Infectious Waste Incinerators (HMIWI). [EPA-HQ-OAR-2006-0534] |  | Received spreadsheet of HMIWI model costs from Tom Holloway of RTI International. | Originally $2004
Selective Non-Catalytic Reduction
Hospital/Medical/Infectious Waste Incinerators (HMIWI). [EPA-HQ-OAR-2006-0534] |  | Received spreadsheet of HMIWI model costs from Tom Holloway of RTI International. | Originally $2004
Catalytic Oxidizer
EPA Air Pollution Control Cost Manual, Sixth Edition EPA 452/B-02-001 |  | Used catalytic oxidizer costing for all sizes, though some fell outside the appropriate size-range for the equation. | Originally $2004
Incremental Control Costs (lime addition, caustic addition, improve scrubber, improve FF)
Hospital/Medical/Infectious Waste Incinerators (HMIWI). [EPA-HQ-OAR-2006-0534] |  | Received spreadsheet of HMIWI model costs from Tom Holloway of RTI International. | Originally $2004
Boiler Tune-up - cost is per boiler
7% | 3%
1580 | 1414 | 1. The cost to conduct an annual tune-up on a industrial/commercial/institutional boiler is based on the cost estimate provided in a report by Dr. H.M. Eckerlin and E.W. Soderberg. Industrial Extension Service. USI Boiler Efficiency Program. A Report su | Assumed these costs were presented in $2004, the date of the report.
Continuous Opacity Monitor Cost (7%)
TCI | TAC
43146 | 14660 | 2004 Boiler MACT rule, original quote from Memorandum from Thomas Holloway, Midwest Research Institute, to Rick Copland, U.S. Environmental Protection Agency, Revised Testing and Monitoring Options and Costs for Medical Waste Incinerators (MWI’s) - Metho | Costs adjusted to 2008 dollars. | For energy recovery units
TCI | TAC
9826 | 927

## Table 1 Summary
Table 1. Annual Respondent Burden and Cost Summary – Emission Guidelines and Federal Plan Requirements for Commercial and Industrial Solid Waste Incineration (CISWI) Units (40 CFR Part 60, Subpart DDDD and 40 CFR 62, Subpart IIIa) (Final Rule)
ALL UNITS
CISWI Unit Type | Total Number of Respondents Per year | Total Number of Units Per Year | Total Annual Average Responses | Total Annual Average Reporting Hours | Total Annual Average Recordkeeping Hours | Total Annual Average Total Labor Hours | Annual Average Total Labor Costs | Annualized Capital/O&M Costs | Total Annual Average Costs |  | Number of Responses/ Respondent
Incinerator (including ACIs) | 45 | 50 | 87 | 3008.3233 | 687.7575 | 3696.0808 | 438000 | 2830000 | 3268000 |  | 1.9333
ERU, solid | 13 | 22 | 32 | 1372.2567 | 412.045 | 1784.3017 | 211666.6667 | 3200000 | 3411666.6667 |  | 2.4615
Small, remote incinerator | 1 | 1 | 3 | 199.1033 | 31.2225 | 230.3258 | 27000 | 100000 | 127000 |  | 3
ERU, liquid/gas | 4 | 6 | 11 | 479.7033 | 125.235 | 604.9383 | 71633.3333 | 598000 | 669633.3333 |  | 2.75
Waste-burning kilns | 13 | 23 | 40 | 1932.46 | 407.6175 | 2340.0775 | 277666.6667 | 5530000 | 5807666.6667 |  | 3.0769
Subtotals (all types) | 76 | 102 | 173 | 6991.8467 | 1663.8775 | 8655.7242 | 1025966.6667 | 12258000 | 13283966.6667
GRAND TOTAL (rounded)1 | [5 empty] | 8660 | 1030000 | 12300000 | 13300000 |  | 50.0331 | Hrs/Response | 113.8911 | Hrs/Respondent
1 Totals have been rounded to 3 significant figures. Figures may not add exactly due to rounding.
FEDERAL PLAN UNITS
CISWI Unit Type | Number of Respondents Per Year Subject to Federal Plan | Number of Units Subject to a Federal Plan | Total Annual Average Responses | Total Annual Average Reporting Hours | Total Annual Average Recordkeeping Hours | Total Annual Average Total Labor Hours | Annual Average Total Labor Costs | Annualized Capital/O&M Costs | Total Annual Average Costs |  | Number of Responses/ Respondent
Incinerator (including ACIs) | 32 | 36 | 65 | 2134.0933 | 281.6925 | 2415.7858 | 286197.0973 | 1364951.8 | 1651148.8974 |  | 2.0312
ERU, solid | 1 | 1 | 3 | 242.0367 | 35.8225 | 277.8592 | 32917.8547 | 113593.4109 | 146511.2655 |  | 3
Small, remote incinerator | 1 | 1 | 3 | 199.1033 | 31.2225 | 230.3258 | 27286.6013 | 96398.0628 | 123684.6642 |  | 3
ERU, liquid/gas | 1 | 2 | 5 | 247.1733 | 31.395 | 278.5683 | 33001.8693 | 176180 | 209181.8693 |  | 5
Waste-burning kilns | 5 | 6 | 16 | 1058.92 | 156.285 | 1215.205 | 143964.808 | 1443642.7852 | 1587607.5932 |  | 3.2
Subtotals (all types) | 40 | 46 | 92 | 3881.3267 | 536.4175 | 4417.7442 | 523368.2307 | 3194766.0589 | 3718134.2896
GRAND TOTAL (rounded)1 | [5 empty] | 4420 | 520000 | 3200000 | 3700000 |  | 48.019 | Hrs/Response | 110.4436 | Hrs/Respondent
1 Totals have been rounded to 3 significant figures. Figures may not add exactly due to rounding.
STATE PLAN UNITS
CISWI Unit Type | Number of Respondents Per Year Subject to a State Plan | Number of Units Subject to a State Plan | Total Annual Average Responses | Total Annual Average Reporting Hours | Total Annual Average Recordkeeping Hours | Total Annual Average Total Labor Hours | Annual Average Total Labor Costs | Annualized Capital/O&M Costs | Total Annual Average Costs |  | Number of Responses/ Respondent
Incinerator (including ACIs) | 13 | 14 | 20 | 874.23 | 406.065 | 1280.295 | 151675.992 | 1466348.0923 | 1618024.0843 |  | 1.5385
ERU, solid | 12 | 21 | 29 | 1130.22 | 376.2225 | 1506.4425 | 177377.668 | 3091154.7521 | 3268532.4201 |  | 2.4167
Small, remote incinerator | 0 | 0 | 0 | 0 | 0 | 0 | 0 | 0 | 0 |  | #DIV/0!
ERU, liquid/gas | 3 | 4 | 6 | 232.53 | 93.84 | 326.37 | 38664.912 | 421860 | 460524.912 |  | 2
Waste-burning kilns | 8 | 17 | 24 | 873.54 | 251.3325 | 1124.8725 | 133263.156 | 4087320.7605 | 4220583.9165 |  | 3
Subtotals (all types) | 36 | 56 | 79 | 3110.52 | 1127.46 | 4237.98 | 500981.728 | 9066683.605 | 9567665.333
GRAND TOTAL (rounded)1 | [5 empty] | 4240 | 500000 | 9100000 | 9600000 |  | 53.6453 | Hrs/Response | 117.7217 | Hrs/Respondent
Agency Burden | Total Annual Average Burden Hours | Total Annual Average Costs
State/Local | 910 | 62900
Federal Agency | 2770 | 190400
Total Annual Average Responses | [9 empty] | qa - figures do not match up exactly due to rounding
CISWI Unit Type | Notification and results of performance tests conducted during the year | Waste Management Plan | Status report for operators that are off-site for more than 2 weeks | Corrective action summary for operators that are off-site for more than 2 weeks | Semiannual report of emissions/parameter exceedances | TOTAL |  |  |  | Number of Respondents Per Year | Number of Units | Total Annual Average Responses | Total Annual Average Reporting Hours | Total Annual Average Recordkeeping Hours | Total Annual Average Total Labor Hours | Annual Average Total Labor Costs | Annualized Capital/O&M Costs | Total Annual Average Costs
Incinerator | 70.6667 | 3 | 2.7 | 5.4 | 2.7 | 84 |  |  |  | 45 | 50 | 85 | 3008.3233 | 687.7575 | 3696.0808 | 437873.0893 | 2831299.8924 | 3269172.9817
ERU, solid | 23 | 0.33333 | 2.2 | 4.4 | 2.2 | 32 |  |  |  | 13 | 22 | 32 | 1372.2567 | 412.045 | 1784.3017 | 210295.5227 | 3204748.163 | 3415043.6857
Small, remote incinerator | 2 | 0.33333 | 0.1 | 0.2 | 0.1 | 3 |  |  |  | 1 | 1 | 3 | 199.1033 | 31.2225 | 230.3258 | 27286.6013 | 96398.0628 | 123684.6642
ERU, liquid/gas | 8 | 0.33333 | 0.6 | 1.2 | 0.6 | 11 |  |  |  | 4 | 6 | 11 | 479.7033 | 125.235 | 604.9383 | 71666.7813 | 598040 | 669706.7813
Waste-burning kilns | 29 | 1.6667 | 2.3 | 4.6 | 2.3 | 40 |  |  |  | 13 | 23 | 40 | 1932.46 | 407.6175 | 2340.0775 | 277227.964 | 5530963.5457 | 5808191.5097
Totals | 132.6667 | 5.6667 | 7.9 | 15.8 | 7.9 | 169 |  |  |  | 76 | 102 | 171 | 6991.8467 | 1663.8775 | 8655.7242 | 1024349.9587 | 12261449.6639 | 13285799.6226
[14 empty] | 0 | 8660 | 1020000 | 12300000 | 13300000

## Aff Def (hidden)
Analysis for Pressure Relief RCFA Cost
February 1st, 2011
Cost Estimate for PRD RCFA
RCFA Personnel | Number of Personnel | Time Requirement (hours) | Total Hours | Hourly Rate ($/hr) | Total
Technical Personnel | 3 | 6 | 18 | 98.2 | 1767.6
Managerial Personnel | 2 | 6 | 12 | 114.49 | 1373.88
Total | 5 |  | 30 |  | 3141.48
These rates are from the United States Department of Labor, Bureau of Labor Statistics, September 2009, Table 2. Civilian Workers, by occupational and industry group. The rates are from column 1, Total compensation. The rates have been increased by 110 percent to account for the benefit packages available to those employed by private industry.
Hours required are estimates
| RCFA Events/Facility/Year | 1
Company | Facility | RCFA Events / Yr | $TAC
Certain Teed | Lake Charles | 1 | 3141.48
Poly One | Henry | 1 | 3141.48
Poly One | Pedricktown | 1 | 3141.48
Formosa | Delaware | 1 | 3141.48
Dow | Midland | 1 | 3141.48
Formosa | Baton Rouge | 1 | 3141.48
Formosa | Point Comfort | 1 | 3141.48
Georgia Gulf | Aberdeen | 1 | 3141.48
Georgia Gulf | Plaquemine | 1 | 3141.48
OxyVinyls | Deer Park | 1 | 3141.48
OxyVinyls | Pasadena | 1 | 3141.48
OxyVinyls | Pedricktown | 1 | 3141.48
Shintech | Addis | 1 | 3141.48
Shintech | Freeport | 1 | 3141.48
Shintech | Plaquemine | 1 | 3141.48
Westlake | Calvert City | 1 | 3141.48
Westlake | Geismar | 1 | 3141.48
Total |  | 17 | 53405.16

## COSTTAB_Incinerators Yr 1 (hidden)
Table 1.A - Annual Respondent Burden and Cost of Recordkeeping and Reporting Requirements for the Emissions Guidelines | [17 empty] | 75
for Existing Stationary Sources: Commercial and Industrial Solid Waste Incineration Units - Subpart DDDD - Year 1, Incinerators
| = | # pulping lines |  | (A) | Emission |  | (B) | (C) | (D) | (E) | (F) | (G) | (H)
| = | # bleaching lines |  | Respondent | Testing | Non-Labor | Number of | Hours | Number of | Technical | Management | Clerical | Emission | Total | Total | Total | Footnotes
| = | # mills total |  | Hours per | Contractor | Costs | Occurrences | Per | Respondents | Hours | Hours | Hours | Testing | Labor Costs | Non-Labor | Responses
| = | # mills with bleaching lines |  | Occurrence | Hours | Per | Per | Respondent | Per Year (a) | Per Year | Per Year | Per Year | Contractor | Per Year | Costs | Per Year
|  |  |  | (Technical | Per | Occurrence | Respondent | Per Year |  |  |  |  | Hours Per | (b) | Per Year
Burden Item |  |  |  | hours) | Occurrence |  | Per Year | (C=A x B) |  | (CXD) | (E x 0.05) | (E x 0.1) | Year
1. | Applications |  |  | Not applicable |  |  |  | 0 | 55 |  |  |  |  | 0
2. | Surveys and Studies |  |  | Not applicable |  |  |  | 0 | 4 | 0 | 0 | 0 |  | 0
3. | Reporting Requirements | [6 empty] | 0 |  | 0 | 0 | 0 |  | 0
| A. | Read and Understand Rule Requirements |  | 1 | 0 | 100 | 1 | 1 | 9 | 9 | 0.45 | 0.9 | 0 | 1226.16 | 900 | 9 | c,d,l
| B. | Required Activities | [7 empty] | 0 | 0 | 0
|  | 1) Initial stack test and report (PM, dioxins/furans, |  | Included in E. | varies | 86200 | 1 | 0 | 13 | 0 | 0 | 0 | 1077.5 | 0 | 1120600 | 13 | c
opacity, HCl, Cd, Pb, Hg, CO, NOx, and SO2 (as required))
|  | 2) Annual stack test and test report (PM, HCl, Opacity, and Fugitive Ash) |  | Included in E. | 1081.75 | 86540 | 1 | 0 | 0 | 0 | 0 | 0 | 0 | 0 | 0 | 0 | e
|  | 3) | Operator training and qualification
|  |  | a) Establish and teach operator qualification course | 64 | 0 | 0 | 1 | 64 | 9 | 576 | 28.8 | 57.6 | 0 | 78474.24 | 0 | 9 | c
|  |  | b) Obtain operator qualification | 72 | 0 | 0 | 1 | 72 | 9 | 648 | 32.4 | 64.8 | 0 | 88283.52 | 0 | 9 | c
|  |  | c) Annual refresher course | 12 |  | 0 | 1 | 12 | 0 | 0 | 0 | 0 | 0 | 0 | 0 | 0 | e
|  |  | d) Initial review of site-specific information | Included in a.
|  |  | e) Annual review of site-specific information | 8 | 0 | 0 | 1 | 8 | 0 | 0 | 0 | 0 | 0 | 0 | 0 | 0 | e
|  | 4) Establish operating parameters (maximum and minimum) |  | 40 | Included in B.1. | 0 | 1 | 40 | 13 | 520 | 26 | 52 | 0 | 70844.8 | 0 | 13 | c
5) Continuous parameter monitoring (including CEMS)
|  |  | a) Initial costs | 17 | 0 | 48900 | 1 | 17 | 13 | 221 | 11.05 | 22.1 | 0 | 30109.04 | 48900 | 13 | c,f
|  |  | b) Annual costs | 17 | 0 | 239931.8 | 1 | 17 | 13 | 221 | 11.05 | 22.1 | 0 | 30109.04 | 239931.8 | 13 | e,g
| C. | Create Information |  | Included in 3.B
| D. | Gather Information |  | Included in 3.E
| E. | Report Preparation | [5 empty] | 0 |  | 0 | 0 | 0 |  | 0
1) Notification of initial performance test
|  |  | a) Pollutants, fugitive ash emissions | 2 | 0 | 0 | 1 | 2 | 13 | 26 | 1.3 | 2.6 | 0 | 3542.24 | 0 | 13
|  |  | b) Fugitive Ash Emissions | 1 | 0 | 0 | 1 | 1 | 13 | 13 | 0.65 | 1.3 | 0 | 1771.12 | 0 | 13
|  | 2) Notification of initial CMS Demonstration |  | 2 | 0 | 0 | 1 | 2 | 9 | 18 | 0.9 | 1.8 | 0 | 2452.32 | 0 | 9
3) Report of initial performance test
|  |  | a) Pollutants, fugitive ash emissions | 8 | 0 | 7.5 | 1 | 8 | 13 | 104 | 5.2 | 10.4 | 0 | 14168.96 | 97.5 | 13
|  |  | b) Fugitive Ash Emissions | 2 | 0 | 0 | 1 | 2 | 13 | 26 | 1.3 | 2.6 | 0 | 3542.24 | 0 | 13
|  | 4) Report of initial CMS demonstration |  | Included in 3.B.5
1 |  | 5) Report prior to construction (includes siting analysis) |  | 160 | 0 | 0 | 1 | 160 | 9 | 1440 | 72 | 144 | 0 | 196185.6 | 0 | 9 | c
1 |  | 6) Report prior to initial start-up
|  |  | a) Without site specific parameter petition | 6 | 0 | 0 | 1 | 6 | 0 | 0 | 0 | 0 | 0 | 0 | 0 | 0 | c,h
|  |  | b) With site specific parameter petition | 14 | 0 | 0 | 1 | 14 | 0 | 0 | 0 | 0 | 0 | 0 | 0 | 0 | c,h
0.1 |  | 7) Report of initial stack test |  | Included in 3.B.1
1 |  | 8) Report established values for site-specific operating parameters |  | Included in 3.B | 0 | 0 | 1 | 0 | 0 | 0 | 0 | 0 | 0 | 0 | 0 | 0 | c
|  | 9) Waste management plan |  | 160 | 0 | 0 | 1 | 160 | 9 | 1440 | 72 | 144 | 0 | 196185.6 | 0 | 9 | c
10) Annual Report:
|  |  | a) Results of performance tests conducted during the year | 40 | 0 | 7.5 | 1 | 40 | 0 | 0 | 0 | 0 | 0 | 0 | 0 | 0
|  | 11) Status report for operators that are off-site for more than 2 weeks |  | 8 | 0 | 0 | 1 | 8 | 0.9 | 7.2 | 0.36 | 0.72 | 0 | 980.928 | 0 | 0.9 | i
12) Corrective action summary for operators that are off-site for more
0.2 |  |  | than 2 weeks | 8 | 0 | 0 | 2 | 16 | 0.9 | 14.4 | 0.72 | 1.44 | 0 | 1961.856 | 0 | 1.8 | i
|  | 13) Semiannual report of emissions/parameter exceedances |  | 24 | 0 | 7.5 | 1 | 24 | 0.9 | 21.6 | 1.08 | 2.16 | 0 | 2942.784 | 6.75 | 0.9 | j
| F. | Affirmative Defense Claim |  | 30 | 0 | 0 | 0 | 0 | 0 | 0 | 0 | 0 | 0 | 0 | 0 | 0 | m
ReportingSubtotal | [9 empty] | 5305.2 | 265.26 | 530.52 | 1077.5 | 722780.448 | 1410436.05 | 161.6
4. Recordkeeping Requirements
| A. Read Instructions |  |  | Inculded in 3.A
1 | B. Plan Activities |  |  | Not applicable
| C. Implement Activities |  |  | Not applicable
| D. Develop Record System |  |  | Not applicable
E. Record Information
|  | 1) Records of operating parameters |  | Included in 3.B.5.b | 0 | 0 | 52 | 0 | 0 | 0 | 0 | 0 | 0 | 0 | 0 | 0
2) Records of periods for which minimum amount of data on operating
|  | parameters were not obtained |  | 0.5 | 0 | 0 | 52 | 26 | 0 | 0 | 0 | 0 | 0 | 0 | 0 | 0 | k
|  | 3) Records of malfunction of the unit |  | 1.5 | 0 | 0 | 1 | 1.5 | 0 | 0 | 0 | 0 | 0 | 0 | 0 | 0 | k
|  | 4) Records of exceedances of the operating parameters |  | 1.5 | 0 | 0 | 1 | 1.5 | 0.9 | 1.35 | 0.0675 | 0.135 | 0 | 183.924 | 0 | 0.9 | j
|  | 5) Records of stack tests |  | Included in 3.E
|  | 6) Records of siting analysis |  | Included in 3.E
|  | 7) Records of persons who have reviewed operating procedures |  | 1 | 0 | 0 | 1 | 1 | 0 | 0 | 0 | 0 | 0 | 0 | 0 | 0
|  | 8) Records of persons who have completed operator training |  | 1 | 0 | 0 | 1 | 1 | 0 | 0 | 0 | 0 | 0 | 0 | 0 | 0
|  | 9) Records of persons whe meet operator qualification criteria |  | 1 | 0 | 0 | 1 | 1 | 0 | 0 | 0 | 0 | 0 | 0 | 0 | 0
|  | 10) Records of monitoring device calibration |  | Included in 3.B
|  | 11) Records of site-specific documentation |  | 24 | 0 | 0 | 1 | 24 | 0 | 0 | 0 | 0 | 0 | 0 | 0 | 0
| F. Personnel Training |  |  | Included in 3.B
| G. Time for Audits |  |  | Not applicable
Recordkeeping Subtotal | [9 empty] | 1.35 | 0.0675 | 0.135 | 0 | 183.924 | 0 | 0.9
TOTAL: | [9 empty] | 5306.55 | 265.3275 | 530.655 | 1077.5 | 722964.372 | 1410436.05 | 162.5
[11 empty] | Total Hours | Labor | Non-Labor | Total
[8 empty] | Summary of Respondent Burden |  |  | 6102.5325 | 722964.372 | 1410436.05 | 2133400.422
[8 empty] | Annualized Capital and Startup |  |  |  |  | 1170400 | 1170400
[8 empty] | O & M Summary |  |  |  |  | 239931.8 | 239931.8
FOOTNOTES
a | Based on the total number of existing units expected to continue operating once the guidelines become effective.
b | Costs are based on the following hourly rates: technical at $34.60, management at $82.23, clerical at $22.32, and testing contractor at $80.
c | One-time only costs.
d | Cost incurred by a facility regardless of the number of affected units at the plant.
e | Annual cost. Annual costs are not incurred until the second year of operation.
f | Based on the sum of the annualized capital costs for each monitoring system required for incinerators.
g | Based on the sum of the calculated annual cost for each monitoring system required for incinerators.
h | Assumed that one-third of the facilities will petition for site-specific parameters.
i | Assumed that 10 percent of the facilities would not have a qualified operator available for more than two weeks at least once a year. Assumed that this required only two corrective action summaries.
j | Assumed that 10 percent of the facilities would have an exceedance during the year.
k | Standards apply at all times under the newly proposed regulation. Therefore no periods of unobtained data or malfunction periods are expected.
l | Assumed $100 for puchase of filing cabinet to house copy of rule, records and report copies.
m | Assumed no affirmative defense claims would be filed in the first three years after promulgation. If a source were to meet the notification, reporting, and recordkeeping requirements of affirmative defense, it would be approximately 30 hours or around $3,100 in labor burden.

## COSTTAB_Incinerators Yr 2 (hidden)
Table 1.B - Annual Respondent Burden and Cost of Recordkeeping and Reporting Requirements for the Emissions Guidelines | [17 empty] | 75
for Existing Stationary Sources: Commercial and Industrial Solid Waste Incineration Units - Subpart DDDD - Year 2, Incinerators
| = | # pulping lines |  | (A) | Emission |  | (B) | (C) | (D) | (E) | (F) | (G) | (H)
| = | # bleaching lines |  | Respondent | Testing | Non-Labor | Number of | Hours | Number of | Technical | Management | Clerical | Emission | Total | Total | Total | Footnotes
| = | # mills total |  | Hours per | Contractor | Costs | Occurrences | Per | Respondents | Hours | Hours | Hours | Testing | Labor Costs | Non-Labor | Responses
| = | # mills with bleaching lines |  | Occurrence | Hours | Per | Per | Respondent | Per Year (a) | Per Year | Per Year | Per Year | Contractor | Per Year | Costs | Per Year
|  |  |  | (Technical | Per | Occurrence | Respondent | Per Year |  |  |  |  | Hours Per | (b) | Per Year
Burden Item |  |  |  | hours) | Occurrence |  | Per Year | (C=A x B) |  | (CXD) | (E x 0.05) | (E x 0.1) | Year
1. | Applications |  |  | Not applicable |  |  |  | 0 | 55 |  |  |  |  | 0
2. | Surveys and Studies |  |  | Not applicable |  |  |  | 0 | 4 | 0 | 0 | 0 |  | 0
3. | Reporting Requirements | [6 empty] | 0 |  | 0 | 0 | 0 |  | 0
| A. | Read and Understand Rule Requirements |  | 1 | 0 | 0 | 1 | 1 | 0 | 0 | 0 | 0 | 0 | 0 | 0 | 0 | c,d,l
| B. | Required Activities | [7 empty] | 0 | 0 | 0
|  | 1) Initial stack test and report (PM, dioxins/furans, opacity, HCl, Cd, Pb, Hg, CO, NOx, and SO2 (as required)) |  | Included in E. | varies | 0 | 1 | 0 | 0 | 0 | 0 | 0 | 0 | 0 | 0 | 0 | c
|  | 2) Annual stack test and test report (PM, HCl, Opacity, and Fugitive Ash) |  | Included in E. | 1081.75 | 86540 | 1 | 0 | 13 | 0 | 0 | 0 | 14062.75 | 0 | 1125020 | 13 | e
|  | 3) | Operator training and qualification
|  |  | a) Establish and teach operator qualification course | 64 | 0 | 0 | 1 | 64 | 0 | 0 | 0 | 0 | 0 | 0 | 0 | 0 | c
|  |  | b) Obtain operator qualification | 72 | 0 | 0 | 1 | 72 | 0 | 0 | 0 | 0 | 0 | 0 | 0 | 0 | c
|  |  | c) Annual refresher course | 12 |  | 0 | 1 | 12 | 9 | 108 | 5.4 | 10.8 | 0 | 14713.92 | 0 | 9 | e
|  |  | d) Initial review of site-specific information | Included in a.
|  |  | e) Annual review of site-specific information | 8 | 0 | 0 | 1 | 8 | 9 | 72 | 3.6 | 7.2 | 0 | 9809.28 | 0 | 9 | e
|  | 4) Establish operating parameters (maximum and minimum) |  | 40 | Included in B.1. | 0 | 1 | 40 | 0 | 0 | 0 | 0 | 0 | 0 | 0 | 0 | c
5) Continuous parameter monitoring (including CEMS)
|  |  | a) Initial costs | 17 | 0 | 48900 | 1 | 17 | 0 | 0 | 0 | 0 | 0 | 0 | 48900 | 0 | c,f
|  |  | b) Annual costs | 17 | 0 | 239931.8 | 1 | 17 | 13 | 221 | 11.05 | 22.1 | 0 | 30109.04 | 239931.8 | 13 | e,g
| C. | Create Information |  | Included in 3.B
| D. | Gather Information |  | Included in 3.E
| E. | Report Preparation | [5 empty] | 0 |  | 0 | 0 | 0 |  | 0
1) Notification of initial performance test
|  |  | a) Pollutants, fugitive ash emissions | 2 | 0 | 0 | 1 | 2 | 0 | 0 | 0 | 0 | 0 | 0 | 0 | 0
|  |  | b) Fugitive Ash Emissions | 1 | 0 | 0 | 1 | 1 | 0 | 0 | 0 | 0 | 0 | 0 | 0 | 0
|  | 2) Notification of initial CMS Demonstration |  | 2 | 0 | 0 | 1 | 2 | 0 | 0 | 0 | 0 | 0 | 0 | 0 | 0
3) Report of initial performance test
|  |  | a) Pollutants, fugitive ash emissions | 8 | 0 | 7.5 | 1 | 8 | 0 | 0 | 0 | 0 | 0 | 0 | 0 | 0
|  |  | b) Fugitive Ash Emissions | 2 | 0 | 0 | 1 | 2 | 0 | 0 | 0 | 0 | 0 | 0 | 0 | 0
|  | 4) Report of initial CMS demonstration |  | Included in 3.B.5
1 |  | 5) Report prior to construction (includes siting analysis) |  | 160 | 0 | 0 | 1 | 160 | 0 | 0 | 0 | 0 | 0 | 0 | 0 | 0 | c
1 |  | 6) Report prior to initial start-up
|  |  | a) Without site specific parameter petition | 6 | 0 | 0 | 1 | 6 | 0 | 0 | 0 | 0 | 0 | 0 | 0 | 0 | c,h
|  |  | b) With site specific parameter petition | 14 | 0 | 0 | 1 | 14 | 0 | 0 | 0 | 0 | 0 | 0 | 0 | 0 | c,h
0.1 |  | 7) Report of initial stack test |  | Included in 3.B.1
1 |  | 8) Report established values for site-specific operating parameters |  | Included in 3.B | 0 | 0 | 1 | 0 | 0 | 0 | 0 | 0 | 0 | 0 | 0 | 0 | c
|  | 9) Waste management plan |  | 160 | 0 | 0 | 1 | 160 | 0 | 0 | 0 | 0 | 0 | 0 | 0 | 0 | c
10) Annual Report:
|  |  | a) Results of performance tests conducted during the year | 40 | 0 | 7.5 | 1 | 40 | 13 | 520 | 26 | 52 | 0 | 70844.8 | 97.5 | 13
|  | 11) Status report for operators that are off-site for more than 2 weeks |  | 8 | 0 | 0 | 1 | 8 | 0.9 | 7.2 | 0.36 | 0.72 | 0 | 980.928 | 0 | 0.9 | i
12) Corrective action summary for operators that are off-site for more
0.2 |  |  | than 2 weeks | 8 | 0 | 0 | 2 | 16 | 0.9 | 14.4 | 0.72 | 1.44 | 0 | 1961.856 | 0 | 1.8 | i
|  | 13) Semiannual report of emissions/parameter exceedances |  | 24 | 0 | 7.5 | 1 | 24 | 0.9 | 21.6 | 1.08 | 2.16 | 0 | 2942.784 | 6.75 | 0.9 | j
| F. | Affirmative Defense Claim |  | 30 | 0 | 0 | 0 | 0 | 0 | 0 | 0 | 0 | 0 | 0 | 0 | 0 | m
ReportingSubtotal | [9 empty] | 964.2 | 48.21 | 96.42 | 14062.75 | 131362.608 | 1413956.05 | 60.6
4. Recordkeeping Requirements
| A. Read Instructions |  |  | Inculded in 3.A
1 | B. Plan Activities |  |  | Not applicable
| C. Implement Activities |  |  | Not applicable
| D. Develop Record System |  |  | Not applicable
E. Record Information
|  | 1) Records of operating parameters |  | Included in 3.B.5.b | 0 | 0 | 52 | 0 | 0 | 0 | 0 | 0 | 0 | 0 | 0 | 0
2) Records of periods for which minimum amount of data on operating
|  | parameters were not obtained |  | 0.5 | 0 | 0 | 52 | 26 | 0 | 0 | 0 | 0 | 0 | 0 | 0 | 0 | k
|  | 3) Records of malfunction of the unit |  | 1.5 | 0 | 0 | 1 | 1.5 | 0 | 0 | 0 | 0 | 0 | 0 | 0 | 0 | k
|  | 4) Records of exceedances of the operating parameters |  | 1.5 | 0 | 0 | 1 | 1.5 | 0.9 | 1.35 | 0.0675 | 0.135 | 0 | 183.924 | 0 | 0.9 | j
|  | 5) Records of stack tests |  | Included in 3.E
|  | 6) Records of siting analysis |  | Included in 3.E
|  | 7) Records of persons who have reviewed operating procedures |  | 1 | 0 | 0 | 1 | 1 | 9 | 9 | 0.45 | 0.9 | 0 | 1226.16 | 0 | 9
|  | 8) Records of persons who have completed operator training |  | 1 | 0 | 0 | 1 | 1 | 9 | 9 | 0.45 | 0.9 | 0 | 1226.16 | 0 | 9
|  | 9) Records of persons whe meet operator qualification criteria |  | 1 | 0 | 0 | 1 | 1 | 9 | 9 | 0.45 | 0.9 | 0 | 1226.16 | 0 | 9
|  | 10) Records of monitoring device calibration |  | Included in 3.B
|  | 11) Records of site-specific documentation |  | 24 | 0 | 0 | 1 | 24 | 9 | 216 | 10.8 | 21.6 | 0 | 29427.84 | 0 | 9
| F. Personnel Training |  |  | Included in 3.B
| G. Time for Audits |  |  | Not applicable
Recordkeeping Subtotal | [9 empty] | 244.35 | 12.2175 | 24.435 | 0 | 33290.244 | 0 | 36.9
TOTAL: | [9 empty] | 1208.55 | 60.4275 | 120.855 | 14062.75 | 164652.852 | 1413956.05 | 97.5
[11 empty] | Total Hours | Labor | Non-Labor | Total
[8 empty] | Summary of Respondent Burden |  |  | 1389.8325 | 164652.852 | 1413956.05 | 1578608.902
[8 empty] | Annualized Capital and Startup |  |  |  |  | 48900 | 48900
[8 empty] | O & M Summary |  |  |  |  | 239931.8 | 239931.8
FOOTNOTES
a | Based on the total number of existing units expected to continue operating once the guidelines become effective.
b | Costs are based on the following hourly rates: technical at $34.60, management at $82.23, clerical at $22.32, and testing contractor at $80.
c | One-time only costs.
d | Cost incurred by a facility regardless of the number of affected units at the plant.
e | Annual cost. Annual costs are not incurred until the second year of operation.
f | Based on the sum of the annualized capital costs for each monitoring system required for incinerators.
g | Based on the sum of the calculated annual cost for each monitoring system required for incinerators.
h | Assumed that one-third of the facilities will petition for site-specific parameters.
i | Assumed that 10 percent of the facilities would not have a qualified operator available for more than two weeks at least once a year. Assumed that this required only two corrective action summaries.
j | Assumed that 10 percent of the facilities would have an exceedance during the year.
k | Standards apply at all times under the newly proposed regulation. Therefore no periods of unobtained data or malfunction periods are expected.
l | Assumed $100 for puchase of filing cabinet to house copy of rule, records and report copies.
m | Assumed no affirmative defense claims would be filed in the first three years after promulgation. If a source were to meet the notification, reporting, and recordkeeping requirements of affirmative defense, it would be approximately 30 hours or around $3,100 in labor burden.

## Subcat Inputs
Federal Plan Units | (see cell O42 for estimated EG units and monitoring inputs)
Existing Unit Inputs | Incinerators | Energy recovery units - Solids | Small, remote incinerators | Energy recovery units - Liquid/Gas | Waste-burning kilns | ACIs | Total |  |  |  | Prior Values (from 2014 ICR) | Incinerators | Energy recovery units - Solids | Small, remote incinerators | Energy recovery units - Liquid/Gas | Waste-burning kilns
Number of Units | 13 | 1 | 1 | 2 | 6 | 23 | 46 |  |  |  | Number of Units | 3 | 22 | 28 | 6 | 23 | 82
Number of Facilities | 9 | 1 | 1 | 1 | 5 | 23 | 40 |  |  |  | Number of Facilities | 3 | 13 | 24 | 4 | 13 | 57
Total Initial Stack Test Cost | 1120600 | 86200 | 86200 | 172400 | 383600
Average Initial Stack Test Cost | 86200 | 86200 | 86200 | 86200 | 63933.3333
Additional Monitoring Inputs
Number of Bag Leak Detectors: | 9 | 1 | 1 | 0 | 1 | [5 empty] | Number of Bag Leak Detectors: | 2 | 4 | 22 | 4 | 5
Number of DIFF Monitors | 0 | 0 | 0 | 0 | 0 | [5 empty] | Number of DIFF Monitors | 0 | 11 | 0 | 0 | 0
Number of PBS Parameter Monitors: | 0 | 0 | 0 | 0 | 5 | [5 empty] | Number of PBS Parameter Monitors: | 0 | 11 | 0 | 0 | 18
Number of SNCR Monitors: | 4 | 0 | 0 | 1 | 0 | [5 empty] | Number of SNCR Monitors: | 1 | 0 | 0 | 2 | 1
Number of CO CEMS: | 0 | 0 | 0 | 0 | 0 | [5 empty] | Number of CO CEMS: | 0 | 0 | 0 | 0 | 0
Number of PM CEMS or PM CPMS: | 0 | 0 | 0 | 0 | 6 | [5 empty] | Number of PM CEMS or PM CPMS: | 0 | 16 | 0 | 1 | 23
Number of Opacity Monitors: | 0 | 0 | 0 | 2 | 0 | [5 empty] | Number of Opacity Monitors: | 0 | 0 | 0 | 5 | 0
Number of Oxygen Monitors: | 0 | 0 | 0 | 0 | 0 | [5 empty] | Number of Oxygen Monitors: | 0 | 22 | 0 | 0 | 0
Number of Hg CEMS: | 0 | 0 | 0 | 0 | 6 | [5 empty] | Number of Hg CEMS: | 0 | 0 | 0 | 0 | 23
Number of ACI Monitors: | 13 | 1 | 1 | 0 | 6 | [5 empty] | Number of ACI Monitors: | 3 | 15 | 22 | 0 | 22
Average Cost of ACI Monitoring: | 11756.2923 | 18753.4109 | 1558.0628 | 0 | 10417.1309 | <--These costs only figure into monitoring. |  |  |  |  | Average Cost of ACI Monitoring: | 8300 | 13240 | 1100 | 0 | 7354.5455
Note: Stack testing costs have been updated from $2008 to $2022 using the CEPCI Index.
Note: ACI Monitoring costs have been updated from $2014 to $2022 using the CEPCI Index.
Capital/Startup vs. Operation and Maintenance (O&M) Costs | [10 empty] | Prior Values (from 2022 ICR) | Incinerators | Energy recovery units - Solids | Small, remote incinerators | Energy recovery units - Liquid/Gas | Waste-burning kilns
(A) | (B) | (C) | (D) | (E) | (F) | (G) | (H) | (I) | (J) | (K) | Number of Units | 27 | 22 | 30 | 6 | 23 | 108
Continuous Monitoring Device | Capital/Startup Cost for One Respondent | Number of New Respondents | Total Capital/Startup Cost, (B x C) | Annual O&M Costs for One Respondent | Number of Respondents with O&M Subject to the Federal Plan | Total O&M (Federal Plan), (ExF) | Number of Respondents with O&M Subject to a State Plan | Total O&M (State Plan), (ExH) | Total Number of Respondents with O&M (F+H) | Total O&M, (G+I) | Number of Facilities | 22 | 13 | 26 | 4 | 13 | 78
Initial and Annual stack test
- Incinerator | NA | 0 | 0 | 86540 | 13 | 1125020 | 14 | 1211560 | 27 | 2336580
- ERU, solid | NA | 0 | 0 | 86540 | 1 | 86540 | 21 | 1817340 | 22 | 1903880 | Additional Monitoring Inputs
- small remote incinerator | NA | 0 | 0 | 86540 | 1 | 86540 | 0 | 0 | 1 | 86540 | Number of Bag Leak Detectors: | 18 | 4 | 24 | 4 | 5
- ERU, liquid | NA | 0 | 0 | 86540 | 2 | 173080 | 4 | 346160 | 6 | 519240 | Number of DIFF Monitors | 0 | 11 | 0 | 0 | 0
- waste-burning kiln | NA | 0 | 0 | 64273.3333 | 6 | 385640 | 17 | 1092646.6667 | 23 | 1478286.6667 | Number of PBS Parameter Monitors: | 0 | 11 | 0 | 0 | 18
CMS | [10 empty] | Number of SNCR Monitors: | 9 | 0 | 0 | 2 | 1
- Incinerator | NA | 0 | 0 | 18456.2923 | 13 | 239931.8 | 14 | 254788.0923 | 27 | 494719.8924 | Number of CO CEMS: | 0 | 0 | 0 | 0 | 0
- ERU, solid | NA | 0 | 0 | 27053.4109 | 1 | 27053.4109 | 21 | 1273814.7521 | 22 | 1300868.163 | Number of PM CEMS or PM CPMS: | 0 | 16 | 0 | 1 | 23
- small remote incinerator | NA | 0 | 0 | 9858.0628 | 1 | 9858.0628 | 0 | 0 | 1 | 9858.0628 | Number of Opacity Monitors: | 0 | 0 | 0 | 5 | 0
- ERU, liquid | NA | 0 | 0 | 1550 | 2 | 3100 | 4 | 75700 | 6 | 78800 | Number of Oxygen Monitors: | 0 | 22 | 0 | 0 | 0
- waste-burning kiln | NA | 0 | 0 | 176333.7975 | 6 | 1058002.7852 | 17 | 2994674.0938 | 23 | 4052676.879 | Number of Hg CEMS: | 0 | 0 | 0 | 0 | 23
Photocopy and postage | [10 empty] | Number of ACI Monitors: | 27 | 15 | 24 | 0 | 22
- annual report | NA | 0 | 0 | 7.5 | 46 | 345 | 56 | 420 | 102 | 765 | Average Cost of ACI Monitoring: | 8589.5851 | 13701.9406 | 1138.3788 | 0 | 7611.1439
- semiannual report | NA | 0 | 0 | 7.5 | 4.6 | 34.5 | 5.6 | 42 | 10.2 | 76.5
TOTAL | [5 empty] | 3200000 |  | 9100000 |  | 12300000
Note: Stack testing and CEMS costs have been updated from $2008 to $2022 using the CEPCI Index. | [10 empty] | EG Units | Incinerators | Energy recovery units - Solids | Small, remote incinerators | Energy recovery units - Liquid/Gas | Waste-burning kilns
[11 empty] | Number of Units | 14 | 21 | 0 | 4 | 17 | 56
[11 empty] | Number of Facilities | 13 | 12 | 0 | 3 | 8 | 36
[11 empty] | Number of Bag Leak Detectors: | 9 | 4 | 0 | 3 | 4
[11 empty] | Number of DIFF Monitors | 0 | 11 | 0 | 0 | 0
[11 empty] | Number of PBS Parameter Monitors: | 0 | 11 | 0 | 0 | 13
[11 empty] | Number of SNCR Monitors: | 5 | 0 | 0 | 1 | 1
[11 empty] | Number of CO CEMS: | 0 | 0 | 0 | 0 | 0
[11 empty] | Number of PM CEMS or PM CPMS: | 0 | 15 | 0 | 1 | 17
[11 empty] | Number of Opacity Monitors: | 0 | 0 | 0 | 3 | 0
[11 empty] | Number of Oxygen Monitors: | 0 | 21 | 0 | 0 | 0
[11 empty] | Number of Hg CEMS: | 0 | 0 | 0 | 0 | 17
[11 empty] | Number of ACI Monitors: | 14 | 14 | 0 | 0 | 16
Note on C8: Author: Red values adjusted to reflect # of FP units affected. ICI and SRI were previously adjusted in this table.
Note on R42: Author: Adjusted to reflect zero SRI subject to EG/State Plans.

## Table 1a_Incinerators-Yr1
Table 1a - Annual Respondent Burden and Cost - Emissions Guidelines and Federal Plan Requirements for Existing Stationary Sources: Commercial and Industrial Solid Waste Incineration Units (40 CFR Part 60, Subpart DDDD and 40 CFR 62, Subpart IIIa) (Final Rule) - Incinerators
[5 empty] | 45.04 | 66.73 | 28.14 |  |  | Testing, Operation, and Maintenance Costs
Burden item | (A) Person hours per occurrence | (B) No. of occurrences per respondent per year | (C) Person hours per respondent per year (C = A x B) | (D) Respondents per year a | (E) Technical person- hours per year (E = C x D) | (F) Management person hours per year (E x 0.05) | (G) Clerical person hours per year (E x 0.1) | (H) Total Cost Per year b |  | Emission Testing Contractor Hours Per Occurrence | Non-Labor Costs Per Occurrence | Emission Testing Contractor Hours Per Year | Total Non-Labor Costs Per Year | Total Responses Per Year
1. Applications | N/A |  | 0 | 55 |  |  |  | 0
2. Surveys and Studies | N/A |  | 0 | 4 | 0 | 0 | 0 | 0
3. Reporting Requirements |  |  | 0 |  | 0 | 0 | 0 | 0
A. Familiarization with Rule Requirements c
1) Facilities subject to Federal Plan | 16 | 1 | 16 | 9 | 144 | 7.2 | 14.4 | 19618.56 | FP facilities | 0 | 0 | 0 | 0 | 0
2) Facilities subject to State Plan | 1 | 1 | 1 | 13 | 13 | 0.65 | 1.3 | 1771.12 | EG facilities | 0 | 0 | 0 | 0 | 0
B. Required Activities |  |  |  |  | 0 | 0 | 0
1) Initial stack test and report (PM, dioxins/furans, opacity, HCl, Cd, Pb, Hg, CO, NOx, and SO2 (as required)) d | See 3.E. | [8 empty] | varies | 86540 | 0 | 1125020 | 0 | FP units
2) Annual stack test and test report (PM, dioxins/furans, opacity, HCl, Cd, Pb, Hg, CO, NOx, and SO2 (as required)) e | See 3.E.10 | [8 empty] | 1081.75 | 86540 | 0 | 1211560 | 0 | EG units
3) Operator training and qualification | [14 empty] | 2336580
a) Establish and teach operator qualification course f | 64 | 1 | 64 | 9 | 576 | 28.8 | 57.6 | 78474.24 | FP facilities | 0 | 0 | 0 | 0 | 0
b) Obtain operator qualification f | 72 | 1 | 72 | 9 | 648 | 32.4 | 64.8 | 88283.52 | FP facilities | 0 | 0 | 0 | 0 | 0
c) Annual refresher course g | 12 | 1 | 12 | 13 | 156 | 7.8 | 15.6 | 21253.44 | EG facilities | 0 | 0 | 0 | 0 | 0
d) Initial review of site-specific information | See 3.B.3.a.
e) Annual review of site-specific information g | 8 | 1 | 8 | 13 | 104 | 5.2 | 10.4 | 14168.96 | EG facilities | 0 | 0 | 0 | 0 | 0
4) Establish operating parameters (maximum and minimum) d | 40 | 1 | 40 | 9 | 360 | 18 | 36 | 49046.4 | FP facilities | Included in 3.B.1. | 0 | 0 | 0 | 9
5) Continuous parameter monitoring (including CEMS)
a) Initial costs f | 17 | 1 | 17 | 0 | 0 | 0 | 0 | 0 |  | 0 | 18456.2923 | 0 | 239931.8 | 0 | FP units
b) Annual costs g | 17 | 1 | 17 | 0 | 0 | 0 | 0 | 0 |  | 0 | 18199.1495 | 0 | 254788.0923 | 0 | EG units
C. Create Information | See 3.B | [13 empty] | 494719.8924
D. Gather Information | See 3.E
E. Report Preparation |  |  | 0 |  | 0 | 0 | 0 | 0
1) Notification of initial performance test h
a) Pollutants, fugitive ash emissions | 2 | 1 | 2 | 13 | 26 | 1.3 | 2.6 | 3542.24 | FP Units | 0 | 0 | 0 | 0 | 13
b) Fugitive Ash Emissions | 1 | 1 | 1 | 13 | 13 | 0.65 | 1.3 | 1771.12 | FP Units | 0 | 0 | 0 | 0 | 13
c) Air Curtain Incinerators (opacity) | 1 | 1 | 1 | 23 | 23 | 1.15 | 2.3 | 3133.52 | FP ACI | 0 | 0 | 0 | 0 | 23
2) Notification of initial CMS Demonstration h | 2 | 1 | 2 | 0 | 0 | 0 | 0 | 0 |  | 0 | 0 | 0 | 0 | 0
3) Report of initial performance test h
a) Pollutants, fugitive ash emissions | 40 | 1 | 40 | 13 | 520 | 26 | 52 | 70844.8 | FP Units | 0 | 7.5 | 0 | 97.5 | 13
b) Fugitive Ash Emissions | 8 | 1 | 8 | 13 | 104 | 5.2 | 10.4 | 14168.96 | FP Units | 0 | 0 | 0 | 0 | 13
c) Air Curtain Incinerators (opacity) | 8 | 1 | 8 | 23 | 184 | 9.2 | 18.4 | 25068.16 | FP Units | 0 | 0 | 0 | 0 | 23
4) Report of initial CMS demonstration h | See 3.B.5
5) Report prior to construction (includes siting analysis) h | 160 | 1 | 160 | 0 | 0 | 0 | 0 | 0 |  | 0 | 0 | 0 | 0 | 0
6) Report prior to initial start-up h, i
a) Without site specific parameter petition | 6 | 1 | 6 | 0 | 0 | 0 | 0 | 0 |  | 0 | 0 | 0 | 0 | 0
b) With site specific parameter petition | 14 | 1 | 14 | 0 | 0 | 0 | 0 | 0 |  | 0 | 0 | 0 | 0 | 0
7) Report of initial stack test h | See 3.B.1
8) Report established values for site-specific operating parameters h | See 3.B | [8 empty] | 0 | 0 | 0 | 0 | 0
9) Waste management plan h | 160 | 1 | 160 | 9 | 1440 | 72 | 144 | 196185.6 | FP facilities | 0 | 0 | 0 | 0 | 9
10) Report results of annual performance test e a) Non-ACI units - all pollutants | 30 | 1 | 30 | 14 | 420 | 21 | 42 | 57220.8 | EG units | 0 | 7.5 | 0 | 105 | 14
b) ACIs - Report results of annual opacity test e | 4 | 1 | 4 | 0 | 0 | 0 | 0 | 0 |  | 0 | 7.5 | 0 | 0 | 0
11) Status report for operators that are off-site for more than 2 weeks j a) Units subject to Federal Plan | 8 | 1 | 8 | 1.3 | 10.4 | 0.52 | 1.04 | 1416.896 | FP Units | 0 | 0 | 0 | 0 | 1.3
b) Units subject to State Plan | 8 | 1 | 8 | 1.4 | 11.2 | 0.56 | 1.12 | 1525.888 | EG units | 0 | 0 | 0 | 0 | 1.4
12) Corrective action summary for operators that are off-site for more than 2 weeks j a) Units subject to Federal Plan | 8 | 2 | 16 | 1.3 | 20.8 | 1.04 | 2.08 | 2833.792 | FP Units | 0 | 0 | 0 | 0 | 2.6
b) Units subject to State Plan | 8 | 2 | 16 | 1.4 | 22.4 | 1.12 | 2.24 | 3051.776 | EG units | 0 | 0 | 0 | 0 | 2.8
13) Semiannual report of emissions/parameter exceedances k a) Units subject to Federal Plan | 24 | 1 | 24 | 1.3 | 31.2 | 1.56 | 3.12 | 4250.688 | FP Units | 0 | 7.5 | 0 | 9.75 | 1.3
b) Units subject to State Plan | 24 | 1 | 24 | 1.4 | 33.6 | 1.68 | 3.36 | 4577.664 | EG units | 0 | 7.5 | 0 | 10.5 | 1.4 | Total responses | FP responses | EG responses | qa
Subtotal for Reporting Requirements |  |  |  |  | 5589.69 |  |  | 662208.144 | [6 empty] | 131.8 | 112.2 | 19.6 | 131.8
4. Recordkeeping Requirements | [14 empty] | Total reporting | FP reporting | EG reporting
A. Familiarization with Rule Requirements | See 3.A | [13 empty] | 5589.69 | 4715.46 | 874.23 | 5589.69
B. Plan Activities | N/A
C. Implement Activities | N/A
D. Develop Record System | N/A
E. Record Information
1) Records of operating parameters | See 3.B.5.b | [8 empty] | 0 | 0 | 0 | 0 | 0
2) Records of periods for which minimum amount of data on operating parameters were not obtained l | 0.5 | 52 | 26 | 0 | 0 | 0 | 0 | 0 |  | 0 | 0 | 0 | 0 | 0
3) Records of malfunction of the unit l | 1.5 | 1 | 1.5 | 0 | 0 | 0 | 0 | 0 |  | 0 | 0 | 0 | 0 | 0
4) Records of exceedances of the operating parameters k a) Units subject to Federal Plan | 1.5 | 1 | 1.5 | 1.3 | 1.95 | 0.0975 | 0.195 | 265.668 | FP Units | 0 | 0 | 0 | 0 | 0
b) Units subject to State Plan | 1.5 | 1 | 1.5 | 1.4 | 2.1 | 0.105 | 0.21 | 286.104 | EG units | 0 | 0 | 0 | 0 | 0
5) Records of stack tests | See 3.E
6) Records of siting analysis | See 3.E
7) Records of persons who have reviewed operating procedures a) Facilities subject to Federal Plan | 1 | 1 | 1 | 9 | 9 | 0.45 | 0.9 | 1226.16 | FP Units | 0 | 0 | 0 | 0 | 0
b) Facilities subject to State Plan | 1 | 1 | 1 | 13 | 13 | 0.65 | 1.3 | 1771.12 | EG units | 0 | 0 | 0 | 0 | 0
8) Records of persons who have completed operator training a) Facilities subject to Federal Plan | 1 | 1 | 1 | 9 | 9 | 0.45 | 0.9 | 1226.16 | FP Units | 0 | 0 | 0 | 0 | 0
b) Facilities subject to State Plan | 1 | 1 | 1 | 13 | 13 | 0.65 | 1.3 | 1771.12 | EG units | 0 | 0 | 0 | 0 | 0
9) Records of persons whe meet operator qualification criteria a) Facilities subject to Federal Plan | 1 | 1 | 1 | 9 | 9 | 0.45 | 0.9 | 1226.16 | FP Units | 0 | 0 | 0 | 0 | 0
b) Facilities subject to State Plan | 1 | 1 | 1 | 13 | 13 | 0.65 | 1.3 | 1771.12 | EG units | 0 | 0 | 0 | 0 | 0
10) Records of monitoring device calibration | See 3.B
11) Records of site-specific documentation a) Facilities subject to Federal Plan | 24 | 1 | 24 | 9 | 216 | 10.8 | 21.6 | 29427.84 | FP Units | 0 | 0 | 0 | 0 | 0
b) Facilities subject to State Plan | 24 | 1 | 24 | 13 | 312 | 15.6 | 31.2 | 42506.88 | EG units | 0 | 0 | 0 | 0 | 0
F. Personnel Training | See 3.B
G. Time for Audits | N/A | [13 empty] | Total records | FP records | EG records
Subtotal for Recordkeeping Requirements |  |  |  |  | 687.7575 |  |  | 81478.332 | [6 empty] | 687.7575 | 281.6925 | 406.065 | 687.7575
Total Labor Burden and Costs (rounded) m |  |  |  |  | 6277.4475 |  |  | 744000 | [6 empty] | Total hours | FP hours | EG hours
Total Capital and O&M Cost (rounded) m | [7 empty] | 2830000 |  |  |  |  | 2830000 |  |  | 4997.1525 | 1280.295 | 6277.4475
GRAND TOTAL (rounded) m | [7 empty] | 3570000 |  |  |  | FP O&M | EG O&M |  |  | FP costs | EG costs
[12 empty] | 1364951.8 | 1466348.0923 |  |  | 592010.484 | 151675.992 | 743686.476
Assumptions
a We assume an average of 76 CISWI units at 102 existing respondents per year over the next three years. No new units or respondents are anticipated over the next three years. This consists of 27 incinerator units located at 22 facilities, 22 energy recovery units - solids located at 13 facilities, 1 small, remote incinerator located at 1 facility, 6 energy recovery units - liquids located at 4 facilities, 23 waste burning kilns located at 13 facilities, and 23 air curtain incinerators located at 23 facilities. Of these, 13 incinerator units located at 9 facilities, 1 energy recovery unit-solids located at 1 facility, 1 small remote incinerator located at 1 facility, 2 energy recovery unit-liquids located at 1 facility, 6 waste burning kilns located at 5 facilities, and 23 air curtain incinerators located at 23 facilities are subject to the Federal Plan. There are 14 incinerators at 13 facilities, 21 energy recovery units-solid at 12 facilities, 4 energy recovery units-liquids located at 3 facilities, and 17 waste burning kilns located at 8 facilities subject to State Plans.
b This ICR uses the following labor rates: $130.28 (technical), $163.17 (managerial), and $65.71 (clerical). These rates are from the United States Department of Labor, Bureau of Labor Statistics, September 2022, “Table 2. Civilian workers, by occupational and industry group.” The rates are from column 1, “Total compensation.” They have been increased by 110 percent to account for the benefit packages available to those employed by private industry.
c We assume that each respondent will re-familiarize with the requirements each year.
d Initial stack testing is performed when a new unit is completed or upon initial compliance with the Federal Plan. No new units are expected over the next three years. Operating parameters are established during the initial stack test for a unit.
e Annual stack testing is performed each year. Labor costs are accounted in the Reporting section. Testing costs are due to contractor labor and are accounted for in Capital and O&M Cost section.
f These operator qualification requirements and compliance costs are associated with the startup of a new unit or upon initial compliance with a state plan or the Federal Plan. We assume that all state plan facilities have completed initial monitoring requirements.
g The refresher course and annual review requirements occur each year. CEMS maintenance is performed each year. Annual reporting costs for the CEMS are calculated under the operation and maintenance (O&M) cost section.
h These notifications, reports, and waste management plan are generally required for newly constructed units. No new units are expected over the next three years (the NSPS covers new sources). We anticipate that initial performance tests and waste management plans will be submitted upon initial compliance with the Federal Plan.
i We assume that one-third of the facilities will petition for site-specific parameters.
j We assume that 10 percent of the CISWI units at facilities would not have a qualified operator available for more than two weeks at least once a year. We also assume that this required only two corrective action summaries.
k We assume that 10 percent of the CISWI units at facilities would have one exceedance during the year. The rule requires the semiannual report be submitted only in the event of an exceedance. Therefore, only 1 semiannual report is submitted for each emissions/parameter exceedance.
l The standards apply at all times under this regulation. Therefore, no periods of unobtained data or malfunction periods are expected.
m Totals have been rounded to 3 significant figures. Figures may not add exactly due to rounding.

## COSTTAB_ERU-Solid Yr 1 (hidden)
Table 2.A - Annual Respondent Burden and Cost of Recordkeeping and Reporting Requirements for the Emissions Guidelines | [17 empty] | 75
for Existing Stationary Sources: Commercial and Industrial Solid Waste Incineration Units - Subpart DDDD - Year 1, Energy Recovery Units (Solids)
| = | # pulping lines |  | (A) | Emission |  | (B) | (C) | (D) | (E) | (F) | (G) | (H)
| = | # bleaching lines |  | Respondent | Testing | Non-Labor | Number of | Hours | Number of | Technical | Management | Clerical | Emission | Total | Total | Total | Footnotes
| = | # mills total |  | Hours per | Contractor | Costs | Occurrences | Per | Respondents | Hours | Hours | Hours | Testing | Labor Costs | Non-Labor | Responses
| = | # mills with bleaching lines |  | Occurrence | Hours | Per | Per | Respondent | Per Year (a) | Per Year | Per Year | Per Year | Contractor | Per Year | Costs | Per Year
|  |  |  | (Technical | Per | Occurrence | Respondent | Per Year |  |  |  |  | Hours Per | (b) | Per Year
Burden Item |  |  |  | hours) | Occurrence |  | Per Year | (C=A x B) |  | (CXD) | (E x 0.05) | (E x 0.1) | Year
1. | Applications |  |  | Not applicable |  |  |  | 0 | 55 |  |  |  |  | 0
2. | Surveys and Studies |  |  | Not applicable |  |  |  | 0 | 4 | 0 | 0 | 0 |  | 0
3. | Reporting Requirements | [6 empty] | 0 |  | 0 | 0 | 0 |  | 0
| A. | Read and Understand Rule Requirements |  | 1 | 0 | 100 | 1 | 1 | 1 | 1 | 0.05 | 0.1 | 0 | 136.24 | 100 | 1 | c,d,l
| B. | Required Activities | [7 empty] | 0 | 0 | 0
|  | 1) Initial stack test and report (PM, dioxins/furans, |  | Included in E. | varies | 86200 | 1 | 0 | 1 | 0 | 0 | 0 | 1077.5 | 0 | 86200 | 1 | c
opacity, HCl, Cd, Pb, Hg, CO, NOx, and SO2 (as required))
|  | 2) Annual stack test and test report (PM, HCl, Opacity, and Fugitive Ash) |  | Included in E. | 1081.75 | 86540 | 1 | 0 | 0 | 0 | 0 | 0 | 0 | 0 | 0 | 0 | e
|  | 3) | Operator training and qualification
|  |  | a) Establish and teach operator qualification course | 64 | 0 | 0 | 1 | 64 | 1 | 64 | 3.2 | 6.4 | 0 | 8719.36 | 0 | 1 | c
|  |  | b) Obtain operator qualification | 72 | 0 | 0 | 1 | 72 | 1 | 72 | 3.6 | 7.2 | 0 | 9809.28 | 0 | 1 | c
|  |  | c) Annual refresher course | 12 |  | 0 | 1 | 12 | 0 | 0 | 0 | 0 | 0 | 0 | 0 | 0 | e
|  |  | d) Initial review of site-specific information | Included in a.
|  |  | e) Annual review of site-specific information | 8 | 0 | 0 | 1 | 8 | 0 | 0 | 0 | 0 | 0 | 0 | 0 | 0 | e
|  | 4) Establish operating parameters (maximum and minimum) |  | 40 | Included in B.1. | 0 | 1 | 40 | 1 | 40 | 2 | 4 | 0 | 5449.6 | 0 | 1 | c
5) Continuous parameter monitoring (including CEMS)
|  |  | a) Initial costs | 17 | 0 | 4900 | 1 | 17 | 1 | 17 | 0.85 | 1.7 | 0 | 2316.08 | 4900 | 1 | c,f
|  |  | b) Annual costs | 17 | 0 | 27053.4109 | 1 | 17 | 1 | 17 | 0.85 | 1.7 | 0 | 2316.08 | 27053.4109 | 1 | e,g
| C. | Create Information |  | Included in 3.B
| D. | Gather Information |  | Included in 3.E
| E. | Report Preparation | [5 empty] | 0 |  | 0 | 0 | 0 |  | 0
1) Notification of initial performance test
|  |  | a) Pollutants, fugitive ash emissions | 2 | 0 | 0 | 1 | 2 | 1 | 2 | 0.1 | 0.2 | 0 | 272.48 | 0 | 1
|  |  | b) Fugitive Ash Emissions | 1 | 0 | 0 | 1 | 1 | 1 | 1 | 0.05 | 0.1 | 0 | 136.24 | 0 | 1
|  | 2) Notification of initial CMS Demonstration |  | 2 | 0 | 0 | 1 | 2 | 1 | 2 | 0.1 | 0.2 | 0 | 272.48 | 0 | 1
3) Report of initial performance test
|  |  | a) Pollutants, fugitive ash emissions | 8 | 0 | 7.5 | 1 | 8 | 1 | 8 | 0.4 | 0.8 | 0 | 1089.92 | 7.5 | 1
|  |  | b) Fugitive Ash Emissions | 2 | 0 | 0 | 1 | 2 | 1 | 2 | 0.1 | 0.2 | 0 | 272.48 | 0 | 1
|  | 4) Report of initial CMS demonstration |  | Included in 3.B.5
1 |  | 5) Report prior to construction (includes siting analysis) |  | 160 | 0 | 0 | 1 | 160 | 1 | 160 | 8 | 16 | 0 | 21798.4 | 0 | 1 | c
1 |  | 6) Report prior to initial start-up
|  |  | a) Without site specific parameter petition | 6 | 0 | 0 | 1 | 6 | 0 | 0 | 0 | 0 | 0 | 0 | 0 | 0 | c,h
|  |  | b) With site specific parameter petition | 14 | 0 | 0 | 1 | 14 | 1 | 14 | 0.7 | 1.4 | 0 | 1907.36 | 0 | 1 | c,h
0.1 |  | 7) Report of initial stack test |  | Included in 3.B.1
1 |  | 8) Report established values for site-specific operating parameters |  | Included in 3.B | 0 | 0 | 1 | 0 | 0 | 0 | 0 | 0 | 0 | 0 | 0 | 0 | c
|  | 9) Waste management plan |  | 160 | 0 | 0 | 1 | 160 | 1 | 160 | 8 | 16 | 0 | 21798.4 | 0 | 1 | c
10) Annual Report:
|  |  | a) Results of performance tests conducted during the year | 40 | 0 | 7.5 | 1 | 40 | 0 | 0 | 0 | 0 | 0 | 0 | 0 | 0
|  | 11) Status report for operators that are off-site for more than 2 weeks |  | 8 | 0 | 0 | 1 | 8 | 1 | 8 | 0.4 | 0.8 | 0 | 1089.92 | 0 | 1 | i
12) Corrective action summary for operators that are off-site for more
0.2 |  |  | than 2 weeks | 8 | 0 | 0 | 2 | 16 | 1 | 16 | 0.8 | 1.6 | 0 | 2179.84 | 0 | 2 | i
|  | 13) Semiannual report of emissions/parameter exceedances |  | 24 | 0 | 7.5 | 1 | 24 | 1 | 24 | 1.2 | 2.4 | 0 | 3269.76 | 7.5 | 1 | j
| F. | Affirmative Defense Claim |  | 30 | 0 | 0 | 0 | 0 | 0 | 0 | 0 | 0 | 0 | 0 | 0 | 0 | m
ReportingSubtotal | [9 empty] | 608 | 30.4 | 60.8 | 1077.5 | 82833.92 | 118268.4109 | 19
4. Recordkeeping Requirements
| A. Read Instructions |  |  | Inculded in 3.A
1 | B. Plan Activities |  |  | Not applicable
| C. Implement Activities |  |  | Not applicable
| D. Develop Record System |  |  | Not applicable
E. Record Information
|  | 1) Records of operating parameters |  | Included in 3.B.5.b | 0 | 0 | 52 | 0 | 0 | 0 | 0 | 0 | 0 | 0 | 0 | 0
2) Records of periods for which minimum amount of data on operating
|  | parameters were not obtained |  | 0.5 | 0 | 0 | 52 | 26 | 0 | 0 | 0 | 0 | 0 | 0 | 0 | 0 | k
|  | 3) Records of malfunction of the unit |  | 1.5 | 0 | 0 | 1 | 1.5 | 0 | 0 | 0 | 0 | 0 | 0 | 0 | 0 | k
|  | 4) Records of exceedances of the operating parameters |  | 1.5 | 0 | 0 | 1 | 1.5 | 1 | 1.5 | 0.075 | 0.15 | 0 | 204.36 | 0 | 1 | j
|  | 5) Records of stack tests |  | Included in 3.E
|  | 6) Records of siting analysis |  | Included in 3.E
|  | 7) Records of persons who have reviewed operating procedures |  | 1 | 0 | 0 | 1 | 1 | 0 | 0 | 0 | 0 | 0 | 0 | 0 | 0
|  | 8) Records of persons who have completed operator training |  | 1 | 0 | 0 | 1 | 1 | 0 | 0 | 0 | 0 | 0 | 0 | 0 | 0
|  | 9) Records of persons whe meet operator qualification criteria |  | 1 | 0 | 0 | 1 | 1 | 0 | 0 | 0 | 0 | 0 | 0 | 0 | 0
|  | 10) Records of monitoring device calibration |  | Included in 3.B
|  | 11) Records of site-specific documentation |  | 24 | 0 | 0 | 1 | 24 | 0 | 0 | 0 | 0 | 0 | 0 | 0 | 0
| F. Personnel Training |  |  | Included in 3.B
| G. Time for Audits |  |  | Not applicable
Recordkeeping Subtotal | [9 empty] | 1.5 | 0.075 | 0.15 | 0 | 204.36 | 0 | 1
TOTAL: | [9 empty] | 609.5 | 30.475 | 60.95 | 1077.5 | 83038.28 | 118268.4109 | 20
[11 empty] | Total Hours | Labor | Non-Labor | Total
[8 empty] | Summary of Respondent Burden |  |  | 700.925 | 83038.28 | 118268.4109 | 201306.6909
[8 empty] | Annualized Capital and Startup |  |  |  |  | 91200 | 91200
[8 empty] | O & M Summary |  |  |  |  | 27053.4109 | 27053.4109
FOOTNOTES
a | Based on the total number of existing units expected to continue operating once the guidelines become effective.
b | Costs are based on the following hourly rates: technical at $34.60, management at $82.23, clerical at $22.32, and testing contractor at $80.
c | One-time only costs.
d | Cost incurred by a facility regardless of the number of affected units at the plant.
e | Annual cost. Annual costs are not incurred until the second year of operation.
f | Based on the sum of the annualized capital costs for each monitoring system required for incinerators.
g | Based on the sum of the calculated annual cost for each monitoring system required for incinerators.
h | Assumed that one-third of the facilities will petition for site-specific parameters.
i | Assumed that 10 percent of the facilities would not have a qualified operator available for more than two weeks at least once a year. Assumed that this required only two corrective action summaries.
j | Assumed that 10 percent of the facilities would have an exceedance during the year.
k | Standards apply at all times under the newly proposed regulation. Therefore no periods of unobtained data or malfunction periods are expected.
l | Assumed $100 for puchase of filing cabinet to house copy of rule, records and report copies.
m | Assumed no affirmative defense claims would be filed in the first three years after promulgation. If a source were to meet the notification, reporting, and recordkeeping requirements of affirmative defense, it would be approximately 30 hours or around $3,100 in labor burden.

## COSTTAB_ERU-Solid Yr 2 (hidden)
Table 2.B - Annual Respondent Burden and Cost of Recordkeeping and Reporting Requirements for the Emissions Guidelines | [17 empty] | 75
for Existing Stationary Sources: Commercial and Industrial Solid Waste Incineration Units - Subpart DDDD - Year 2, Energy Recovery Units (Solids)
| = | # pulping lines |  | (A) | Emission |  | (B) | (C) | (D) | (E) | (F) | (G) | (H)
| = | # bleaching lines |  | Respondent | Testing | Non-Labor | Number of | Hours | Number of | Technical | Management | Clerical | Emission | Total | Total | Total | Footnotes
| = | # mills total |  | Hours per | Contractor | Costs | Occurrences | Per | Respondents | Hours | Hours | Hours | Testing | Labor Costs | Non-Labor | Responses
| = | # mills with bleaching lines |  | Occurrence | Hours | Per | Per | Respondent | Per Year (a) | Per Year | Per Year | Per Year | Contractor | Per Year | Costs | Per Year
|  |  |  | (Technical | Per | Occurrence | Respondent | Per Year |  |  |  |  | Hours Per | (b) | Per Year
Burden Item |  |  |  | hours) | Occurrence |  | Per Year | (C=A x B) |  | (CXD) | (E x 0.05) | (E x 0.1) | Year
1. | Applications |  |  | Not applicable |  |  |  | 0 | 55 |  |  |  |  | 0
2. | Surveys and Studies |  |  | Not applicable |  |  |  | 0 | 4 | 0 | 0 | 0 |  | 0
3. | Reporting Requirements | [6 empty] | 0 |  | 0 | 0 | 0 |  | 0
| A. | Read and Understand Rule Requirements |  | 1 | 0 | 0 | 1 | 1 | 0 | 0 | 0 | 0 | 0 | 0 | 0 | 0 | c,d,l
| B. | Required Activities | [7 empty] | 0 | 0 | 0
|  | 1) Initial stack test and report (PM, dioxins/furans, |  | Included in E. | varies | 86200 | 1 | 0 | 0 | 0 | 0 | 0 | 1077.5 | 0 | 0 | 0 | c
opacity, HCl, Cd, Pb, Hg, CO, NOx, and SO2 (as required))
|  | 2) Annual stack test and test report (PM, HCl, Opacity, and Fugitive Ash) |  | Included in E. | 1081.75 | 86540 | 1 | 0 | 1 | 0 | 0 | 0 | 1081.75 | 0 | 86540 | 1 | e
|  | 3) | Operator training and qualification
|  |  | a) Establish and teach operator qualification course | 64 | 0 | 0 | 1 | 64 | 0 | 0 | 0 | 0 | 0 | 0 | 0 | 0 | c
|  |  | b) Obtain operator qualification | 72 | 0 | 0 | 1 | 72 | 0 | 0 | 0 | 0 | 0 | 0 | 0 | 0 | c
|  |  | c) Annual refresher course | 12 |  | 0 | 1 | 12 | 1 | 12 | 0.6 | 1.2 | 0 | 1634.88 | 0 | 1 | e
|  |  | d) Initial review of site-specific information | Included in a.
|  |  | e) Annual review of site-specific information | 8 | 0 | 0 | 1 | 8 | 1 | 8 | 0.4 | 0.8 | 0 | 1089.92 | 0 | 1 | e
|  | 4) Establish operating parameters (maximum and minimum) |  | 40 | Included in B.1. | 0 | 1 | 40 | 0 | 0 | 0 | 0 | 0 | 0 | 0 | 0 | c
5) Continuous parameter monitoring (including CEMS)
|  |  | a) Initial costs | 17 | 0 | 0 | 1 | 17 | 0 | 0 | 0 | 0 | 0 | 0 | 4900 | 0 | c,f
|  |  | b) Annual costs | 17 | 0 | 27053.4109 | 1 | 17 | 0 | 0 | 0 | 0 | 0 | 0 | 27053.4109 | 0 | e,g
| C. | Create Information |  | Included in 3.B
| D. | Gather Information |  | Included in 3.E
| E. | Report Preparation | [5 empty] | 0 |  | 0 | 0 | 0 |  | 0
1) Notification of initial performance test
|  |  | a) Pollutants, fugitive ash emissions | 2 | 0 | 0 | 1 | 2 | 0 | 0 | 0 | 0 | 0 | 0 | 0 | 0
|  |  | b) Fugitive Ash Emissions | 1 | 0 | 0 | 1 | 1 | 0 | 0 | 0 | 0 | 0 | 0 | 0 | 0
|  | 2) Notification of initial CMS Demonstration |  | 2 | 0 | 0 | 1 | 2 | 0 | 0 | 0 | 0 | 0 | 0 | 0 | 0
3) Report of initial performance test
|  |  | a) Pollutants, fugitive ash emissions | 8 | 0 | 7.5 | 1 | 8 | 0 | 0 | 0 | 0 | 0 | 0 | 0 | 0
|  |  | b) Fugitive Ash Emissions | 2 | 0 | 0 | 1 | 2 | 0 | 0 | 0 | 0 | 0 | 0 | 0 | 0
|  | 4) Report of initial CMS demonstration |  | Included in 3.B.5
1 |  | 5) Report prior to construction (includes siting analysis) |  | 160 | 0 | 0 | 1 | 160 | 0 | 0 | 0 | 0 | 0 | 0 | 0 | 0 | c
1 |  | 6) Report prior to initial start-up
|  |  | a) Without site specific parameter petition | 6 | 0 | 0 | 1 | 6 | 0 | 0 | 0 | 0 | 0 | 0 | 0 | 0 | c,h
|  |  | b) With site specific parameter petition | 14 | 0 | 0 | 1 | 14 | 0 | 0 | 0 | 0 | 0 | 0 | 0 | 0 | c,h
0.1 |  | 7) Report of initial stack test |  | Included in 3.B.1
1 |  | 8) Report established values for site-specific operating parameters |  | Included in 3.B | 0 | 0 | 1 | 0 | 0 | 0 | 0 | 0 | 0 | 0 | 0 | 0 | c
|  | 9) Waste management plan |  | 160 | 0 | 0 | 1 | 160 | 0 | 0 | 0 | 0 | 0 | 0 | 0 | 0 | c
10) Annual Report:
|  |  | a) Results of performance tests conducted during the year | 40 | 0 | 7.5 | 1 | 40 | 1 | 40 | 2 | 4 | 0 | 5449.6 | 7.5 | 1
|  | 11) Status report for operators that are off-site for more than 2 weeks |  | 8 | 0 | 0 | 1 | 8 | 1 | 8 | 0.4 | 0.8 | 0 | 1089.92 | 0 | 1 | i
12) Corrective action summary for operators that are off-site for more
0.2 |  |  | than 2 weeks | 8 | 0 | 0 | 2 | 16 | 1 | 16 | 0.8 | 1.6 | 0 | 2179.84 | 0 | 2 | i
|  | 13) Semiannual report of emissions/parameter exceedances |  | 24 | 0 | 7.5 | 1 | 24 | 1 | 24 | 1.2 | 2.4 | 0 | 3269.76 | 7.5 | 1 | j
| F. | Affirmative Defense Claim |  | 30 | 0 | 0 | 0 | 0 | 0 | 0 | 0 | 0 | 0 | 0 | 0 | 0 | m
ReportingSubtotal | [9 empty] | 108 | 5.4 | 10.8 | 2159.25 | 14713.92 | 118508.4109 | 8
4. Recordkeeping Requirements
| A. Read Instructions |  |  | Inculded in 3.A
1 | B. Plan Activities |  |  | Not applicable
| C. Implement Activities |  |  | Not applicable
| D. Develop Record System |  |  | Not applicable
E. Record Information
|  | 1) Records of operating parameters |  | Included in 3.B.5.b | 0 | 0 | 52 | 0 | 0 | 0 | 0 | 0 | 0 | 0 | 0 | 0
2) Records of periods for which minimum amount of data on operating
|  | parameters were not obtained |  | 0.5 | 0 | 0 | 52 | 26 | 0 | 0 | 0 | 0 | 0 | 0 | 0 | 0 | k
|  | 3) Records of malfunction of the unit |  | 1.5 | 0 | 0 | 1 | 1.5 | 0 | 0 | 0 | 0 | 0 | 0 | 0 | 0 | k
|  | 4) Records of exceedances of the operating parameters |  | 1.5 | 0 | 0 | 1 | 1.5 | 1 | 1.5 | 0.075 | 0.15 | 0 | 204.36 | 0 | 1 | j
|  | 5) Records of stack tests |  | Included in 3.E
|  | 6) Records of siting analysis |  | Included in 3.E
|  | 7) Records of persons who have reviewed operating procedures |  | 1 | 0 | 0 | 1 | 1 | 1 | 1 | 0.05 | 0.1 | 0 | 136.24 | 0 | 1
|  | 8) Records of persons who have completed operator training |  | 1 | 0 | 0 | 1 | 1 | 1 | 1 | 0.05 | 0.1 | 0 | 136.24 | 0 | 1
|  | 9) Records of persons whe meet operator qualification criteria |  | 1 | 0 | 0 | 1 | 1 | 1 | 1 | 0.05 | 0.1 | 0 | 136.24 | 0 | 1
|  | 10) Records of monitoring device calibration |  | Included in 3.B
|  | 11) Records of site-specific documentation |  | 24 | 0 | 0 | 1 | 24 | 1 | 24 | 1.2 | 2.4 | 0 | 3269.76 | 0 | 1
| F. Personnel Training |  |  | Included in 3.B
| G. Time for Audits |  |  | Not applicable
Recordkeeping Subtotal | [9 empty] | 28.5 | 1.425 | 2.85 | 0 | 3882.84 | 0 | 5
TOTAL: | [9 empty] | 136.5 | 6.825 | 13.65 | 2159.25 | 18596.76 | 118508.4109 | 13
[11 empty] | Total Hours | Labor | Non-Labor | Total
[8 empty] | Summary of Respondent Burden |  |  | 156.975 | 18596.76 | 118508.4109 | 137105.1709
[8 empty] | Annualized Capital and Startup |  |  |  |  | 4900 | 4900
[8 empty] | O & M Summary |  |  |  |  | 27053.4109 | 27053.4109
FOOTNOTES
a | Based on the total number of existing units expected to continue operating once the guidelines become effective.
b | Costs are based on the following hourly rates: technical at $34.60, management at $82.23, clerical at $22.32, and testing contractor at $80.
c | One-time only costs.
d | Cost incurred by a facility regardless of the number of affected units at the plant.
e | Annual cost. Annual costs are not incurred until the second year of operation.
f | Based on the sum of the annualized capital costs for each monitoring system required for incinerators.
g | Based on the sum of the calculated annual cost for each monitoring system required for incinerators.
h | Assumed that one-third of the facilities will petition for site-specific parameters.
i | Assumed that 10 percent of the facilities would not have a qualified operator available for more than two weeks at least once a year. Assumed that this required only two corrective action summaries.
j | Assumed that 10 percent of the facilities would have an exceedance during the year.
k | Standards apply at all times under the newly proposed regulation. Therefore no periods of unobtained data or malfunction periods are expected.
l | Assumed $100 for puchase of filing cabinet to house copy of rule, records and report copies.
m | Assumed no affirmative defense claims would be filed in the first three years after promulgation. If a source were to meet the notification, reporting, and recordkeeping requirements of affirmative defense, it would be approximately 30 hours or around $3,100 in labor burden.

## Table 1b_Incinerators-SubYr
Table 1b - Annual Respondent Burden and Cost - Emissions Guidelines and Federal Plan Requirements for Existing Stationary Sources: Commercial and Industrial Solid Waste Incineration Units (40 CFR Part 60, Subpart DDDD and 40 CFR 62, Subpart IIIa) (Final Rule) - Incinerators
[5 empty] | 45.04 | 66.73 | 28.14 |  |  | Testing, Operation, and Maintenance Costs
Burden item | (A) Person hours per occurrence | (B) No. of occurrences per respondent per year | (C) Person hours per respondent per year (C = A x B) | (D) Respondents per year a | (E) Technical person- hours per year (E = C x D) | (F) Management person hours per year (E x 0.05) | (G) Clerical person hours per year (E x 0.1) | (H) Total Cost Per year b |  | Emission Testing Contractor Hours Per Occurrence | Non-Labor Costs Per Occurrence | Emission Testing Contractor Hours Per Year | Total Non-Labor Costs Per Year | Total Responses Per Year
1. Applications | N/A |  | 0 | 55 |  |  |  | 0
2. Surveys and Studies | N/A |  | 0 | 4 | 0 | 0 | 0 | 0
3. Reporting Requirements |  |  | 0 |  | 0 | 0 | 0 | 0
A. Familiarization with Rule Requirements c
1) Facilities subject to Federal Plan | 1 | 1 | 1 | 9 | 9 | 0.45 | 0.9 | 1226.16 | FP facilities | 0 | 0 | 0 | 0 | 0
2) Facilities subject to State Plan | 1 | 1 | 1 | 13 | 13 | 0.65 | 1.3 | 1771.12 | EG facilities | 0 | 0 | 0 | 0 | 0
B. Required Activities |  |  |  |  | 0 | 0 | 0
1) Initial stack test and report (PM, dioxins/furans, opacity, HCl, Cd, Pb, Hg, CO, NOx, and SO2 (as required)) d | See 3.E. | [8 empty] | varies | 86540 | 0 | 0 | 0
2) Annual stack test and test report (PM, dioxins/furans, opacity, HCl, Cd, Pb, Hg, CO, NOx, and SO2 (as required)) e a) Units subject to Federal Plan | See 3.E.10 | [8 empty] | 1081.75 | 86540 | 0 | 1125020 | 0 | FP units
b) Units subject to State Plan | See 3.E.10 | [8 empty] | 1081.75 | 86540 | 0 | 1211560 | 0 | EG units
3) Operator training and qualification
a) Establish and teach operator qualification course f | 64 | 1 | 64 | 0 | 0 | 0 | 0 | 0 |  | 0 | 0 | 0 | 0 | 0
b) Obtain operator qualification f | 72 | 1 | 72 | 0 | 0 | 0 | 0 | 0 |  | 0 | 0 | 0 | 0 | 0
c) Annual refresher course g i. Facilities subject to Federal Plan | 12 | 1 | 12 | 9 | 108 | 5.4 | 10.8 | 14713.92 | FP facilities | 0 | 0 | 0 | 0 | 0
ii. Facilities subject to State Plan | 12 | 1 | 12 | 13 | 156 | 7.8 | 15.6 | 21253.44 | EG facilities
d) Initial review of site-specific information | See 3.B.3.a.
e) Annual review of site-specific information g i. Facilities subject to Federal Plan | 8 | 1 | 8 | 9 | 72 | 3.6 | 7.2 | 9809.28 | FP facilities | 0 | 0 | 0 | 0 | 0
ii. Facilities subject to State Plan | 8 | 1 | 8 | 13 | 104 | 5.2 | 10.4 | 14168.96 | EG facilities
4) Establish operating parameters (maximum and minimum) d | 40 | 1 | 40 | 0 | 0 | 0 | 0 | 0 |  | Included in 3.B.1. | 0 | 0 | 0 | 0
5) Continuous parameter monitoring (including CEMS)
a) Initial costs f | 17 | 1 | 17 | 0 | 0 | 0 | 0 | 0 |  | 0 | 18456.2923 | 0 | 239931.8 | 0 | FP units
b) Annual costs g | 17 | 1 | 17 | 0 | 0 | 0 | 0 | 0 |  | 0 | 18199.1495 | 0 | 254788.0923 | 0 | EG units
C. Create Information | See 3.B | [13 empty] | 494719.8924
D. Gather Information | See 3.E
E. Report Preparation |  |  | 0 |  | 0 | 0 | 0 | 0
1) Notification of initial performance test h
a) Pollutants, fugitive ash emissions | 2 | 1 | 2 | 0 | 0 | 0 | 0 | 0 |  | 0 | 0 | 0 | 0 | 0
b) Fugitive Ash Emissions | 1 | 1 | 1 | 0 | 0 | 0 | 0 | 0 |  | 0 | 0 | 0 | 0 | 0
c) Air Curtain Incinerators (opacity) | 1 | 1 | 1 | 0 | 0 | 0 | 0 | 0 |  | 0 | 0 | 0 | 0 | 0
2) Notification of initial CMS Demonstration h | 2 | 1 | 2 | 0 | 0 | 0 | 0 | 0 |  | 0 | 0 | 0 | 0 | 0
3) Report of initial performance test h
a) Pollutants, fugitive ash emissions | 40 | 1 | 40 | 0 | 0 | 0 | 0 | 0 |  | 0 | 7.5 | 0 | 0 | 0
b) Fugitive Ash Emissions | 8 | 1 | 8 | 0 | 0 | 0 | 0 | 0 |  | 0 | 0 | 0 | 0 | 0
c) Air Curtain Incinerators (opacity) | 8 | 1 | 8 | 0 | 0 | 0 | 0 | 0 |  | 0 | 0 | 0 | 0 | 0
4) Report of initial CMS demonstration h | See 3.B.5
5) Report prior to construction (includes siting analysis) h | 160 | 1 | 160 | 0 | 0 | 0 | 0 | 0 |  | 0 | 0 | 0 | 0 | 0
6) Report prior to initial start-up h, i
a) Without site specific parameter petition | 6 | 1 | 6 | 0 | 0 | 0 | 0 | 0 |  | 0 | 0 | 0 | 0 | 0
b) With site specific parameter petition | 14 | 1 | 14 | 0 | 0 | 0 | 0 | 0 |  | 0 | 0 | 0 | 0 | 0
7) Report of initial stack test h | See 3.B.1
8) Report established values for site-specific operating parameters h | See 3.B | [8 empty] | 0 | 0 | 0 | 0 | 0
9) Waste management plan h | 160 | 1 | 160 | 0 | 0 | 0 | 0 | 0 |  | 0 | 0 | 0 | 0 | 0
10a) Report results of annual performance test e a) Non-ACI units - all pollutants (Federal Plan) | 30 | 1 | 30 | 13 | 390 | 19.5 | 39 | 53133.6 | FP Units | 0 | 7.5 | 0 | 97.5 | 13
b) Non-ACI units - all pollutants (State Plan) | 30 | 1 | 30 | 14 | 420 | 21 | 42 | 57220.8 | EG units | 0 | 7.5 | 0 | 105 | 14
10b) ACIs - Report results of annual opacity test e | 4 | 1 | 4 | 23 | 92 | 4.6 | 9.2 | 12534.08 | FP ACI | 0 | 7.5 | 0 | 172.5 | 23
11) Status report for operators that are off-site for more than 2 weeks j a) Units subject to Federal Plan | 8 | 1 | 8 | 1.3 | 10.4 | 0.52 | 1.04 | 1416.896 | FP Units | 0 | 0 | 0 | 0 | 1.3
b) Units subject to State Plan | 8 | 1 | 8 | 1.4 | 11.2 | 0.56 | 1.12 | 1525.888 | EG units | 0 | 0 | 0 | 0 | 1.4
12) Corrective action summary for operators that are off-site for more than 2 weeks j a) Units subject to Federal Plan | 8 | 2 | 16 | 1.3 | 20.8 | 1.04 | 2.08 | 2833.792 | FP Units | 0 | 0 | 0 | 0 | 2.6
b) Units subject to State Plan | 8 | 2 | 16 | 1.4 | 22.4 | 1.12 | 2.24 | 3051.776 | EG units | 0 | 0 | 0 | 0 | 2.8
13) Semiannual report of emissions/parameter exceedances k a) Units subject to Federal Plan | 24 | 1 | 24 | 1.3 | 31.2 | 1.56 | 3.12 | 4250.688 | FP Units | 0 | 7.5 | 0 | 9.75 | 1.3 | Total responses | FP responses | EG responses | qa
b) Units subject to State Plan | 24 | 1 | 24 | 1.4 | 33.6 | 1.68 | 3.36 | 4577.664 | EG units | 0 | 7.5 | 0 | 10.5 | 1.4 | 60.8 | 41.2 | 19.6 | 60.8
Subtotal for Reporting Requirements |  |  |  |  | 1717.64 |  |  | 203488.064 | [6 empty] | Total reporting | FP reporting | EG reporting
4. Recordkeeping Requirements | [14 empty] | 1717.64 | 843.41 | 874.23 | 1717.64
A. Familiarization with Rule Requirements | See 3.A
B. Plan Activities | N/A
C. Implement Activities | N/A
D. Develop Record System | N/A
E. Record Information
1) Records of operating parameters | See 3.B.5.b | [8 empty] | 0 | 0 | 0 | 0 | 0
2) Records of periods for which minimum amount of data on operating parameters were not obtained l | 0.5 | 52 | 26 | 0 | 0 | 0 | 0 | 0 |  | 0 | 0 | 0 | 0 | 0
3) Records of malfunction of the unit l | 1.5 | 1 | 1.5 | 0 | 0 | 0 | 0 | 0 |  | 0 | 0 | 0 | 0 | 0
4) Records of exceedances of the operating parameters k a) Units subject to Federal Plan | 1.5 | 1 | 1.5 | 1.3 | 1.95 | 0.0975 | 0.195 | 265.668 | FP Units | 0 | 0 | 0 | 0 | 0
b) Units subject to State Plan | 1.5 | 1 | 1.5 | 1.4 | 2.1 | 0.105 | 0.21 | 286.104 | EG units | 0 | 0 | 0 | 0 | 0
5) Records of stack tests | See 3.E
6) Records of siting analysis | See 3.E
7) Records of persons who have reviewed operating procedures a) Facilities subject to Federal Plan | 1 | 1 | 1 | 9 | 9 | 0.45 | 0.9 | 1226.16 | FP Units | 0 | 0 | 0 | 0 | 0
b) Facilities subject to State Plan | 1 | 1 | 1 | 13 | 13 | 0.65 | 1.3 | 1771.12 | EG units | 0 | 0 | 0 | 0 | 0
8) Records of persons who have completed operator training a) Facilities subject to Federal Plan | 1 | 1 | 1 | 9 | 9 | 0.45 | 0.9 | 1226.16 | FP Units | 0 | 0 | 0 | 0 | 0
b) Facilities subject to State Plan | 1 | 1 | 1 | 13 | 13 | 0.65 | 1.3 | 1771.12 | EG units | 0 | 0 | 0 | 0 | 0
9) Records of persons whe meet operator qualification criteria a) Facilities subject to Federal Plan | 1 | 1 | 1 | 9 | 9 | 0.45 | 0.9 | 1226.16 | FP Units | 0 | 0 | 0 | 0 | 0
b) Facilities subject to State Plan | 1 | 1 | 1 | 13 | 13 | 0.65 | 1.3 | 1771.12 | EG units | 0 | 0 | 0 | 0 | 0
10) Records of monitoring device calibration | See 3.B
11) Records of site-specific documentation a) Facilities subject to Federal Plan | 24 | 1 | 24 | 9 | 216 | 10.8 | 21.6 | 29427.84 | FP Units | 0 | 0 | 0 | 0 | 0
b) Facilities subject to State Plan | 24 | 1 | 24 | 13 | 312 | 15.6 | 31.2 | 42506.88 | EG units | 0 | 0 | 0 | 0 | 0
F. Personnel Training | See 3.B
G. Time for Audits | N/A | [13 empty] | Total records | FP records | EG records
Subtotal for Recordkeeping Requirements |  |  |  |  | 687.7575 |  |  | 81478.332 | [6 empty] | 687.7575 | 281.6925 | 406.065 | 687.7575
Total Labor Burden and Costs (rounded) m |  |  |  |  | 2405.3975 |  |  | 285000 | [6 empty] | Total hours | FP hours | EG hours
Total Capital and O&M Cost (rounded) m | [7 empty] | 2830000 |  |  |  |  | 2830000 |  |  | 1125.1025 | 1280.295 | 2405.3975
GRAND TOTAL (rounded) m | [7 empty] | 3120000 |  |  |  | FP O&M | EG O&M |  |  | FP costs | EG costs
[12 empty] | 1364951.8 | 1466348.0923 |  |  | 133290.404 | 151675.992 | 284966.396
Assumptions
a We assume an average of 76 CISWI units at 102 existing respondents per year over the next three years. No new units or respondents are anticipated over the next three years. This consists of 27 incinerator units located at 22 facilities, 22 energy recovery units - solids located at 13 facilities, 1 small, remote incinerator located at 1 facility, 6 energy recovery units - liquids located at 4 facilities, 23 waste burning kilns located at 13 facilities, and 23 air curtain incinerators located at 23 facilities. Of these, 13 incinerator units located at 9 facilities, 1 energy recovery unit-solids located at 1 facility, 1 small remote incinerator located at 1 facility, 2 energy recovery unit-liquids located at 1 facility, 6 waste burning kilns located at 5 facilities, and 23 air curtain incinerators located at 23 facilities are subject to the Federal Plan. There are 14 incinerators at 13 facilities, 21 energy recovery units-solid at 12 facilities, 4 energy recovery units-liquids located at 3 facilities, and 17 waste burning kilns located at 8 facilities subject to State Plans.
b This ICR uses the following labor rates: $130.28 (technical), $163.17 (managerial), and $65.71 (clerical). These rates are from the United States Department of Labor, Bureau of Labor Statistics, September 2022, “Table 2. Civilian workers, by occupational and industry group.” The rates are from column 1, “Total compensation.” They have been increased by 110 percent to account for the benefit packages available to those employed by private industry.
c We assume that each respondent will re-familiarize with the requirements each year.
d Initial stack testing is performed when a new unit is completed or upon initial compliance with the Federal Plan. No new units are expected over the next three years. Operating parameters are established during the initial stack test for a unit.
e Annual stack testing is performed each year. Labor costs are accounted in the Reporting section. Testing costs are due to contractor labor and are accounted for in Capital and O&M Cost section.
f These operator qualification requirements and compliance costs are associated with the startup of a new unit or upon initial compliance with a state plan or the Federal Plan. We assume that all state plan facilities have completed initial monitoring requirements.
g The refresher course and annual review requirements occur each year. CEMS maintenance is performed each year. Annual reporting costs for the CEMS are calculated under the operation and maintenance (O&M) cost section.
h These notifications, reports, and waste management plan are generally required for newly constructed units. No new units are expected over the next three year. We anticipate that initial performance tests and waste management plans will be submitted upon initial compliance with the Federal Plan.
i We assume that one-third of the facilities will petition for site-specific parameters.
j We assume that 10 percent of the CISWI units at facilities would not have a qualified operator available for more than two weeks at least once a year. We also assume that this required only two corrective action summaries.
k We assume that 10 percent of the CISWI units at facilities would have one exceedance during the year. The rule requires the semiannual report be submitted only in the event of an exceedance. Therefore, only 1 semiannual report is submitted for each emissions/parameter exceedance.
l The standards apply at all times under this regulation. Therefore, no periods of unobtained data or malfunction periods are expected.
m Totals have been rounded to 3 significant figures. Figures may not add exactly due to rounding.

## Table 1c_ERU-Solid - Yr1
Table 1c - Annual Respondent Burden and Cost - Emissions Guidelines and Federal Plan Requirements for Existing Stationary Sources: Commercial and Industrial Solid Waste Incineration Units (40 CFR Part 60, Subpart DDDD and 40 CFR 62, Subpart IIIa) (Final Rule) Energy Recovery Units (Solids) | [15 empty] | 75
Testing, Operation, and Maintenance Costs
Burden item | (A) Person hours per occurrence | (B) No. of occurrences per respondent per year | (C) Person hours per respondent per year (C = A x B) | (D) Respondents per year a | (E) Technical person- hours per year (E = C x D) | (F) Management person hours per year (E x 0.05) | (G) Clerical person hours per year (E x 0.1) | (H) Total Cost Per year b |  | Emission Testing Contractor Hours Per Occurrence | Non-Labor Costs Per Occurrence | Emission Testing Contractor Hours Per Year | Total Non-Labor Costs Per Year | Total Responses Per Year
1. Applications | N/A |  | 0 | 55 |  |  |  | 0
2. Surveys and Studies | N/A |  | 0 | 4 | 0 | 0 | 0 | 0
3. Reporting Requirements |  |  | 0 |  | 0 | 0 | 0 | 0
A. Familiarization with Rule Requirements c
1) Facilities subject to Federal Plan | 16 | 1 | 16 | 1 | 128 | 6.4 | 12.8 | 17438.72 | FP facilities | 0 | 0 | 0 | 0 | 0
2) Facilities subject to State Plan | 1 | 1 | 1 | 12 | 12 | 0.6 | 1.2 | 1634.88 | EG facilities | 0 | 0 | 0 | 0 | 0
B. Required Activities |  |  |  |  | 0 | 0 | 0
1) Initial stack test and report (PM, dioxins/furans, opacity, HCl, Cd, Pb, Hg, CO, NOx, and SO2 (as required)) d | See 3.E. | [8 empty] | varies | 86540 | 0 | 86540 | 0 | FP units
2) Annual stack test and test report (PM, dioxins/furans, opacity, HCl, Cd, Pb, Hg, CO, NOx, and SO2 (as required)) e | See 3.E.10 | [8 empty] | 1081.75 | 86540 | 0 | 1817340 | 0 | EG units
3) Operator training and qualification | [14 empty] | 1903880
a) Establish and teach operator qualification course f | 64 | 1 | 64 | 1 | 64 | 3.2 | 6.4 | 8719.36 | FP faciliites | 0 | 0 | 0 | 0 | 0
b) Obtain operator qualification f | 72 | 1 | 72 | 1 | 72 | 3.6 | 7.2 | 9809.28 | FP faciliites | 0 | 0 | 0 | 0 | 0
c) Annual refresher course g | 12 | 1 | 12 | 12 | 144 | 7.2 | 14.4 | 19618.56 | EG facilities |  | 0 | 0 | 0 | 0
d) Initial review of site-specific information | See 3.B.3.a.
e) Annual review of site-specific information g | 8 | 1 | 8 | 12 | 96 | 4.8 | 9.6 | 13079.04 | EG facilities | 0 | 0 | 0 | 0 | 0
4) Establish operating parameters (maximum and minimum) d | 40 | 1 | 40 | 1 | 40 | 2 | 4 | 5449.6 | FP facilities | Included in 3.B.1. | 0 | 0 | 0 | 1
5) Continuous parameter monitoring (including CEMS)
a) Initial costs f | 17 | 1 | 17 | 0 | 0 | 0 | 0 | 0 |  | 0 | 27053.4109 | 0 | 27053.4109 | 0 | FP units
b) Annual costs g | 17 | 1 | 17 | 0 | 0 | 0 | 0 | 0 |  | 0 | 60657.8453 | 0 | 1273814.7521 | 0 | EG units
C. Create Information | See 3.B | [13 empty] | 1300868.163
D. Gather Information | See 3.E
E. Report Preparation |  |  | 0 |  | 0 | 0 | 0 | 0
1) Notification of initial performance test h
a) Pollutants, fugitive ash emissions | 2 | 1 | 2 | 1 | 2 | 0.1 | 0.2 | 272.48 | FP units | 0 | 0 | 0 | 0 | 1
b) Fugitive Ash Emissions | 1 | 1 | 1 | 1 | 1 | 0.05 | 0.1 | 136.24 | FP units | 0 | 0 | 0 | 0 | 1
2) Notification of initial CMS Demonstration h | 2 | 1 | 2 | 0 | 0 | 0 | 0 | 0 |  | 0 | 0 | 0 | 0 | 0
3) Report of initial performance test h
a) Pollutants, fugitive ash emissions | 40 | 1 | 40 | 1 | 40 | 2 | 4 | 5449.6 | FP units | 0 | 7.5 | 0 | 7.5 | 1
b) Fugitive Ash Emissions | 8 | 1 | 8 | 1 | 8 | 0.4 | 0.8 | 1089.92 | FP units | 0 | 0 | 0 | 0 | 1
4) Report of initial CMS demonstration h | See 3.B.5
5) Report prior to construction (includes siting analysis) h | 160 | 1 | 160 | 0 | 0 | 0 | 0 | 0 |  | 0 | 0 | 0 | 0 | 0
6) Report prior to initial start-up h, i
a) Without site specific parameter petition | 6 | 1 | 6 | 0 | 0 | 0 | 0 | 0 |  | 0 | 0 | 0 | 0 | 0
b) With site specific parameter petition | 14 | 1 | 14 | 0 | 0 | 0 | 0 | 0 |  | 0 | 0 | 0 | 0 | 0
7) Report of initial stack test h | See 3.B.1
8) Report established values for site-specific operating parameters h | See 3.B | 1 | 0 | 0 | 0 | 0 | 0 | 0 |  | 0 | 0 | 0 | 0 | 0
9) Waste management plan h | 160 | 1 | 160 | 1 | 160 | 8 | 16 | 21798.4 | FP facilities | 0 | 0 | 0 | 0 | 1
10) Report results of annual performance test e | 30 | 1 | 30 | 21 | 630 | 31.5 | 63 | 85831.2 | EG units | 0 | 7.5 | 0 | 157.5 | 21
11) Status report for operators that are off-site for more than 2 weeks j a) Units subject to Federal Plan | 8 | 1 | 8 | 0.1 | 0.8 | 0.04 | 0.08 | 108.992 | FP Units | 0 | 0 | 0 | 0 | 0.1
b) Units subject to State Plan | 8 | 1 | 8 | 2.1 | 16.8 | 0.84 | 1.68 | 2288.832 | EG units | 0 | 0 | 0 | 0 | 2.1
12) Corrective action summary for operators that are off-site for more than 2 weeks j a) Units subject to Federal Plan | 8 | 2 | 16 | 0.1 | 1.6 | 0.08 | 0.16 | 217.984 | FP Units | 0 | 0 | 0 | 0 | 0.2
b) Units subject to State Plan | 8 | 2 | 16 | 2.1 | 33.6 | 1.68 | 3.36 | 4577.664 | EG units | 0 | 0 | 0 | 0 | 4.2
13) Semiannual report of emissions/parameter exceedances k a) Units subject to Federal Plan | 24 | 1 | 24 | 0.1 | 2.4 | 0.12 | 0.24 | 326.976 | FP Units | 0 | 7.5 | 0 | 0.75 | 0.1
b) Units subject to State Plan | 24 | 1 | 24 | 2.1 | 50.4 | 2.52 | 5.04 | 6866.496 | EG units | 0 | 7.5 | 0 | 15.75 | 2.1 | Total responses | FP responses | EG responses
Subtotal for Reporting Requirements |  |  |  |  | 1727.99 |  |  | 204714.224 | [6 empty] | 34.8 | 5.4 | 29.4
4. Recordkeeping Requirements | [14 empty] | Total reporting | FP reporting | EG reporting
A. Familiarization with Rule Requirements | See 3.A | [13 empty] | 1727.99 | 597.77 | 1130.22
B. Plan Activities | N/A
C. Implement Activities | N/A
D. Develop Record System | N/A
E. Record Information
1) Records of operating parameters | See 3.B.5.b | 52 | 0 | 0 | 0 | 0 | 0 | 0 |  | 0 | 0 | 0 | 0 | 0
2) Records of periods for which minimum amount of data on operating parameters were not obtained l | 0.5 | 52 | 26 | 0 | 0 | 0 | 0 | 0 |  | 0 | 0 | 0 | 0 | 0
3) Records of malfunction of the unit l | 1.5 | 1 | 1.5 | 0 | 0 | 0 | 0 | 0 |  | 0 | 0 | 0 | 0 | 0
4) Records of exceedances of the operating parameters k a) Units subject to Federal Plan | 1.5 | 1 | 1.5 | 0.1 | 0.15 | 0.0075 | 0.015 | 20.436 | FP Units | 0 | 0 | 0 | 0 | 0
b) Units subject to State Plan | 1.5 | 1 | 1.5 | 2.1 | 3.15 | 0.1575 | 0.315 | 429.156 | EG units | 0 | 0 | 0 | 0 | 0
5) Records of stack tests | See 3.E
6) Records of siting analysis | See 3.E
7) Records of persons who have reviewed operating procedures a) Facilities subject to Federal Plan | 1 | 1 | 1 | 13 | 13 | 0.65 | 1.3 | 1771.12 | FP Units | 0 | 0 | 0 | 0 | 0
b) Facilities subject to State Plan | 1 | 1 | 1 | 12 | 12 | 0.6 | 1.2 | 1634.88 | EG units | 0 | 0 | 0 | 0 | 0
8) Records of persons who have completed operator training a) Facilities subject to Federal Plan | 1 | 1 | 1 | 1 | 1 | 0.05 | 0.1 | 136.24 | FP Units | 0 | 0 | 0 | 0 | 0
b) Facilities subject to State Plan | 1 | 1 | 1 | 12 | 12 | 0.6 | 1.2 | 1634.88 | EG units | 0 | 0 | 0 | 0 | 0
9) Records of persons whe meet operator qualification criteria a) Facilities subject to Federal Plan | 1 | 1 | 1 | 1 | 1 | 0.05 | 0.1 | 136.24 | FP Units | 0 | 0 | 0 | 0 | 0
b) Facilities subject to State Plan | 1 | 1 | 1 | 12 | 12 | 0.6 | 1.2 | 1634.88 | EG units | 0 | 0 | 0 | 0 | 0
10) Records of monitoring device calibration | See 3.B
11) Records of site-specific documentation a) Facilities subject to Federal Plan | 24 | 1 | 24 | 1 | 24 | 1.2 | 2.4 | 3269.76 | FP Units | 0 | 0 | 0 | 0 | 0
b) Facilities subject to State Plan | 24 | 1 | 24 | 12 | 288 | 14.4 | 28.8 | 39237.12 | EG units | 0 | 0 | 0 | 0 | 0
F. Personnel Training | See 3.B
G. Time for Audits | N/A | [13 empty] | Total records | FP records | EG records
Subtotal for Recordkeeping Requirements |  |  |  |  | 421.245 |  |  | 49904.712 | [6 empty] | 421.245 | 45.0225 | 376.2225
Total Labor Burden and Costs (rounded) m |  |  |  |  | 2149.235 |  |  | 255000 | [6 empty] | Total hours | FP hours | EG hours
Total Capital and O&M Cost (rounded) m | [7 empty] | 3200000 |  |  |  |  | 3200000 |  |  | 642.7925 | 1506.4425
GRAND TOTAL (rounded) m | [7 empty] | 3460000 |  |  |  | FP O&M | EG O&M |  |  | FP costs | EG costs
[12 empty] | 113593.4109 | 3091154.7521 |  |  | 76151.348 | 178467.588
Assumptions
a We assume an average of 76 CISWI units at 102 existing respondents per year over the next three years. No new units or respondents are anticipated over the next three years. This consists of 27 incinerator units located at 22 facilities, 22 energy recovery units - solids located at 13 facilities, 1 small, remote incinerator located at 1 facility, 6 energy recovery units - liquids located at 4 facilities, 23 waste burning kilns located at 13 facilities, and 23 air curtain incinerators located at 23 facilities. Of these, 13 incinerator units located at 9 facilities, 1 energy recovery unit-solids located at 1 facility, 1 small remote incinerator located at 1 facility, 2 energy recovery unit-liquids located at 1 facility, 6 waste burning kilns located at 5 facilities, and 23 air curtain incinerators located at 23 facilities are subject to the Federal Plan. There are 14 incinerators at 13 facilities, 21 energy recovery units-solid at 12 facilities, 4 energy recovery units-liquids located at 3 facilities, and 17 waste burning kilns located at 8 facilities subject to State Plans.
b This ICR uses the following labor rates: $130.28 (technical), $163.17 (managerial), and $65.71 (clerical). These rates are from the United States Department of Labor, Bureau of Labor Statistics, September 2022, “Table 2. Civilian workers, by occupational and industry group.” The rates are from column 1, “Total compensation.” They have been increased by 110 percent to account for the benefit packages available to those employed by private industry.
c We assume that each respondent will re-familiarize with the requirements each year.
d Initial stack testing is performed when a new unit is completed or upon initial compliance with the Federal Plan. No new units are expected over the next three years. Operating parameters are established during the initial stack test for a unit.
e Annual stack testing is performed each year. Labor costs are accounted in the Reporting section. Testing costs are due to contractor labor and are accounted for in Capital and O&M Cost section.
f These operator qualification requirements and compliance costs are associated with the startup of a new unit or upon initial compliance with a state plan or the Federal Plan. We assume that all state plan facilities have completed initial monitoring requirements.
g The refresher course and annual review requirements occur each year. CEMS maintenance is performed each year. Annual reporting costs for the CEMS are calculated under the operation and maintenance (O&M) cost section.
h These notifications, reports, and waste management plan are generally required for newly constructed units. No new units are expected over the next three year. We anticipate that initial performance tests and waste management plans will be submitted upon initial compliance with the Federal Plan.
i We assume that one-third of the facilities will petition for site-specific parameters.
j We assume that 10 percent of the CISWI units at facilities would not have a qualified operator available for more than two weeks at least once a year. We also assume that this required only two corrective action summaries.
k We assume that 10 percent of the CISWI units at facilities would have one exceedance during the year. The rule requires the semiannual report be submitted only in the event of an exceedance. Therefore, only 1 semiannual report is submitted for each emissions/parameter exceedance.
l The standards apply at all times under this regulation. Therefore, no periods of unobtained data or malfunction periods are expected.
m Totals have been rounded to 3 significant figures. Figures may not add exactly due to rounding.

## COSTTAB_Small Remote Yr 1 (hidden)
Table 3.A - Annual Respondent Burden and Cost of Recordkeeping and Reporting Requirements for the Emissions Guidelines | [17 empty] | 75
for Existing Stationary Sources: Commercial and Industrial Solid Waste Incineration Units - Subpart DDDD - Year 1, Small Remote Incinerators
| = | # pulping lines |  | (A) | Emission |  | (B) | (C) | (D) | (E) | (F) | (G) | (H)
| = | # bleaching lines |  | Respondent | Testing | Non-Labor | Number of | Hours | Number of | Technical | Management | Clerical | Emission | Total | Total | Total | Footnotes
| = | # mills total |  | Hours per | Contractor | Costs | Occurrences | Per | Respondents | Hours | Hours | Hours | Testing | Labor Costs | Non-Labor | Responses
| = | # mills with bleaching lines |  | Occurrence | Hours | Per | Per | Respondent | Per Year (a) | Per Year | Per Year | Per Year | Contractor | Per Year | Costs | Per Year
|  |  |  | (Technical | Per | Occurrence | Respondent | Per Year |  |  |  |  | Hours Per | (b) | Per Year
Burden Item |  |  |  | hours) | Occurrence |  | Per Year | (C=A x B) |  | (CXD) | (E x 0.05) | (E x 0.1) | Year
1. | Applications |  |  | Not applicable |  |  |  | 0 | 55 |  |  |  |  | 0
2. | Surveys and Studies |  |  | Not applicable |  |  |  | 0 | 4 | 0 | 0 | 0 |  | 0
3. | Reporting Requirements | [6 empty] | 0 |  | 0 | 0 | 0 |  | 0
| A. | Read and Understand Rule Requirements |  | 1 | 0 | 100 | 1 | 1 | 1 | 1 | 0.05 | 0.1 | 0 | 136.24 | 100 | 1 | c,d,l
| B. | Required Activities | [7 empty] | 0 | 0 | 0
|  | 1) Initial stack test and report (PM, dioxins/furans, |  | Included in E. | varies | 86200 | 1 | 0 | 1 | 0 | 0 | 0 | 1077.5 | 0 | 86200 | 1 | c
opacity, HCl, Cd, Pb, Hg, CO, NOx, and SO2 (as required))
|  | 2) Annual stack test and test report (PM, HCl, Opacity, and Fugitive Ash) |  | Included in E. | 1081.75 | 86540 | 1 | 0 | 0 | 0 | 0 | 0 | 0 | 0 | 0 | 0 | e
|  | 3) | Operator training and qualification
|  |  | a) Establish and teach operator qualification course | 64 | 0 | 0 | 1 | 64 | 1 | 64 | 3.2 | 6.4 | 0 | 8719.36 | 0 | 1 | c
|  |  | b) Obtain operator qualification | 72 | 0 | 0 | 1 | 72 | 1 | 72 | 3.6 | 7.2 | 0 | 9809.28 | 0 | 1 | c
|  |  | c) Annual refresher course | 12 |  | 0 | 1 | 12 | 0 | 0 | 0 | 0 | 0 | 0 | 0 | 0 | e
|  |  | d) Initial review of site-specific information | Included in a.
|  |  | e) Annual review of site-specific information | 8 | 0 | 0 | 1 | 8 | 0 | 0 | 0 | 0 | 0 | 0 | 0 | 0 | e
|  | 4) Establish operating parameters (maximum and minimum) |  | 40 | Included in B.1. | 0 | 1 | 40 | 1 | 40 | 2 | 4 | 0 | 5449.6 | 0 | 1 | c
5) Continuous parameter monitoring (including CEMS)
|  |  | a) Initial costs | 17 | 0 | 4900 | 1 | 17 | 1 | 17 | 0.85 | 1.7 | 0 | 2316.08 | 4900 | 1 | c,f
|  |  | b) Annual costs | 17 | 0 | 9858.0628 | 1 | 17 | 1 | 17 | 0.85 | 1.7 | 0 | 2316.08 | 9858.0628 | 1 | e,g
| C. | Create Information |  | Included in 3.B
| D. | Gather Information |  | Included in 3.E
| E. | Report Preparation | [5 empty] | 0 |  | 0 | 0 | 0 |  | 0
1) Notification of initial performance test
|  |  | a) Pollutants, fugitive ash emissions | 2 | 0 | 0 | 1 | 2 | 1 | 2 | 0.1 | 0.2 | 0 | 272.48 | 0 | 1
|  |  | b) Fugitive Ash Emissions | 1 | 0 | 0 | 1 | 1 | 1 | 1 | 0.05 | 0.1 | 0 | 136.24 | 0 | 1
|  | 2) Notification of initial CMS Demonstration |  | 2 | 0 | 0 | 1 | 2 | 1 | 2 | 0.1 | 0.2 | 0 | 272.48 | 0 | 1
3) Report of initial performance test
|  |  | a) Pollutants, fugitive ash emissions | 8 | 0 | 7.5 | 1 | 8 | 1 | 8 | 0.4 | 0.8 | 0 | 1089.92 | 7.5 | 1
|  |  | b) Fugitive Ash Emissions | 2 | 0 | 0 | 1 | 2 | 1 | 2 | 0.1 | 0.2 | 0 | 272.48 | 0 | 1
|  | 4) Report of initial CMS demonstration |  | Included in 3.B.5
1 |  | 5) Report prior to construction (includes siting analysis) |  | 160 | 0 | 0 | 1 | 160 | 1 | 160 | 8 | 16 | 0 | 21798.4 | 0 | 1 | c
1 |  | 6) Report prior to initial start-up
|  |  | a) Without site specific parameter petition | 6 | 0 | 0 | 1 | 6 | 0 | 0 | 0 | 0 | 0 | 0 | 0 | 0 | c,h
|  |  | b) With site specific parameter petition | 14 | 0 | 0 | 1 | 14 | 1 | 14 | 0.7 | 1.4 | 0 | 1907.36 | 0 | 1 | c,h
0.1 |  | 7) Report of initial stack test |  | Included in 3.B.1
1 |  | 8) Report established values for site-specific operating parameters |  | Included in 3.B | 0 | 0 | 1 | 0 | 0 | 0 | 0 | 0 | 0 | 0 | 0 | 0 | c
|  | 9) Waste management plan |  | 160 | 0 | 0 | 1 | 160 | 1 | 160 | 8 | 16 | 0 | 21798.4 | 0 | 1 | c
10) Annual Report:
|  |  | a) Results of performance tests conducted during the year | 40 | 0 | 7.5 | 1 | 40 | 0 | 0 | 0 | 0 | 0 | 0 | 0 | 0
|  | 11) Status report for operators that are off-site for more than 2 weeks |  | 8 | 0 | 0 | 1 | 8 | 1 | 8 | 0.4 | 0.8 | 0 | 1089.92 | 0 | 1 | i
12) Corrective action summary for operators that are off-site for more
0.2 |  |  | than 2 weeks | 8 | 0 | 0 | 2 | 16 | 1 | 16 | 0.8 | 1.6 | 0 | 2179.84 | 0 | 2 | i
|  | 13) Semiannual report of emissions/parameter exceedances |  | 24 | 0 | 7.5 | 1 | 24 | 1 | 24 | 1.2 | 2.4 | 0 | 3269.76 | 7.5 | 1 | j
| F. | Affirmative Defense Claim |  | 30 | 0 | 0 | 0 | 0 | 0 | 0 | 0 | 0 | 0 | 0 | 0 | 0 | m
ReportingSubtotal | [9 empty] | 608 | 30.4 | 60.8 | 1077.5 | 82833.92 | 101073.0628 | 19
4. Recordkeeping Requirements
| A. Read Instructions |  |  | Inculded in 3.A
1 | B. Plan Activities |  |  | Not applicable
| C. Implement Activities |  |  | Not applicable
| D. Develop Record System |  |  | Not applicable
E. Record Information
|  | 1) Records of operating parameters |  | Included in 3.B.5.b | 0 | 0 | 52 | 0 | 0 | 0 | 0 | 0 | 0 | 0 | 0 | 0
2) Records of periods for which minimum amount of data on operating
|  | parameters were not obtained |  | 0.5 | 0 | 0 | 52 | 26 | 0 | 0 | 0 | 0 | 0 | 0 | 0 | 0 | k
|  | 3) Records of malfunction of the unit |  | 1.5 | 0 | 0 | 1 | 1.5 | 0 | 0 | 0 | 0 | 0 | 0 | 0 | 0 | k
|  | 4) Records of exceedances of the operating parameters |  | 1.5 | 0 | 0 | 1 | 1.5 | 1 | 1.5 | 0.075 | 0.15 | 0 | 204.36 | 0 | 1 | j
|  | 5) Records of stack tests |  | Included in 3.E
|  | 6) Records of siting analysis |  | Included in 3.E
|  | 7) Records of persons who have reviewed operating procedures |  | 1 | 0 | 0 | 1 | 1 | 0 | 0 | 0 | 0 | 0 | 0 | 0 | 0
|  | 8) Records of persons who have completed operator training |  | 1 | 0 | 0 | 1 | 1 | 0 | 0 | 0 | 0 | 0 | 0 | 0 | 0
|  | 9) Records of persons whe meet operator qualification criteria |  | 1 | 0 | 0 | 1 | 1 | 0 | 0 | 0 | 0 | 0 | 0 | 0 | 0
|  | 10) Records of monitoring device calibration |  | Included in 3.B
|  | 11) Records of site-specific documentation |  | 24 | 0 | 0 | 1 | 24 | 0 | 0 | 0 | 0 | 0 | 0 | 0 | 0
| F. Personnel Training |  |  | Included in 3.B
| G. Time for Audits |  |  | Not applicable
Recordkeeping Subtotal | [9 empty] | 1.5 | 0.075 | 0.15 | 0 | 204.36 | 0 | 1
TOTAL: | [9 empty] | 609.5 | 30.475 | 60.95 | 1077.5 | 83038.28 | 101073.0628 | 20
[11 empty] | Total Hours | Labor | Non-Labor | Total
[8 empty] | Summary of Respondent Burden |  |  | 700.925 | 83038.28 | 101073.0628 | 184111.3428
[8 empty] | Annualized Capital and Startup |  |  |  |  | 91200 | 91200
[8 empty] | O & M Summary |  |  |  |  | 9858.0628 | 9858.0628
FOOTNOTES
a | Based on the total number of existing units expected to continue operating once the guidelines become effective.
b | Costs are based on the following hourly rates: technical at $34.60, management at $82.23, clerical at $22.32, and testing contractor at $80.
c | One-time only costs.
d | Cost incurred by a facility regardless of the number of affected units at the plant.
e | Annual cost. Annual costs are not incurred until the second year of operation.
f | Based on the sum of the annualized capital costs for each monitoring system required for incinerators.
g | Based on the sum of the calculated annual cost for each monitoring system required for incinerators.
h | Assumed that one-third of the facilities will petition for site-specific parameters.
i | Assumed that 10 percent of the facilities would not have a qualified operator available for more than two weeks at least once a year. Assumed that this required only two corrective action summaries.
j | Assumed that 10 percent of the facilities would have an exceedance during the year.
k | Standards apply at all times under the newly proposed regulation. Therefore no periods of unobtained data or malfunction periods are expected.
l | Assumed $100 for puchase of filing cabinet to house copy of rule, records and report copies.
m | Assumed no affirmative defense claims would be filed in the first three years after promulgation. If a source were to meet the notification, reporting, and recordkeeping requirements of affirmative defense, it would be approximately 30 hours or around $3,100 in labor burden.

## COSTTAB_Small Remote Yr 2 (hidden)
Table 3.B - Annual Respondent Burden and Cost of Recordkeeping and Reporting Requirements for the Emissions Guidelines | [17 empty] | 75
for Existing Stationary Sources: Commercial and Industrial Solid Waste Incineration Units - Subpart DDDD - Year 2, Small Remote Incinerators
[10 empty] | 45.04 | 66.73 | 28.14 | 80
| = | # pulping lines |  | (A) | Emission |  | (B) | (C) | (D) | (E) | (F) | (G) | (H)
| = | # bleaching lines |  | Respondent | Testing | Non-Labor | Number of | Hours | Number of | Technical | Management | Clerical | Emission | Total | Total | Total | Footnotes
| = | # mills total |  | Hours per | Contractor | Costs | Occurrences | Per | Respondents | Hours | Hours | Hours | Testing | Labor Costs | Non-Labor | Responses
| = | # mills with bleaching lines |  | Occurrence | Hours | Per | Per | Respondent | Per Year (a) | Per Year | Per Year | Per Year | Contractor | Per Year | Costs | Per Year
|  |  |  | (Technical | Per | Occurrence | Respondent | Per Year |  |  |  |  | Hours Per | (b) | Per Year
Burden Item |  |  |  | hours) | Occurrence |  | Per Year | (C=A x B) |  | (CXD) | (E x 0.05) | (E x 0.1) | Year
1. | Applications |  |  | Not applicable |  |  |  | 0 | 55 |  |  |  |  | 0
2. | Surveys and Studies |  |  | Not applicable |  |  |  | 0 | 4 | 0 | 0 | 0 |  | 0
3. | Reporting Requirements | [6 empty] | 0 |  | 0 | 0 | 0 |  | 0
| A. | Read and Understand Rule Requirements |  | 1 | 0 | 0 | 1 | 1 | 0 | 0 | 0 | 0 | 0 | 0 | 0 | 0 | c,d,l
| B. | Required Activities | [7 empty] | 0 | 0 | 0
|  | 1) Initial stack test and report (PM, dioxins/furans, |  | Included in E. | varies | 86200 | 1 | 0 | 0 | 0 | 0 | 0 | 1077.5 | 0 | 0 | 0 | c
opacity, HCl, Cd, Pb, Hg, CO, NOx, and SO2 (as required))
|  | 2) Annual stack test and test report (PM, HCl, Opacity, and Fugitive Ash) |  | Included in E. | 1081.75 | 86540 | 1 | 0 | 1 | 0 | 0 | 0 | 1081.75 | 0 | 86540 | 1 | e
|  | 3) | Operator training and qualification
|  |  | a) Establish and teach operator qualification course | 64 | 0 | 0 | 1 | 64 | 0 | 0 | 0 | 0 | 0 | 0 | 0 | 0 | c
|  |  | b) Obtain operator qualification | 72 | 0 | 0 | 1 | 72 | 0 | 0 | 0 | 0 | 0 | 0 | 0 | 0 | c
|  |  | c) Annual refresher course | 12 |  | 0 | 1 | 12 | 1 | 12 | 0.6 | 1.2 | 0 | 1634.88 | 0 | 1 | e
|  |  | d) Initial review of site-specific information | Included in a.
|  |  | e) Annual review of site-specific information | 8 | 0 | 0 | 1 | 8 | 1 | 8 | 0.4 | 0.8 | 0 | 1089.92 | 0 | 1 | e
|  | 4) Establish operating parameters (maximum and minimum) |  | 40 | Included in B.1. | 0 | 1 | 40 | 0 | 0 | 0 | 0 | 0 | 0 | 0 | 0 | c
5) Continuous parameter monitoring (including CEMS)
|  |  | a) Initial costs | 17 | 0 | 4900 | 1 | 17 | 0 | 0 | 0 | 0 | 0 | 0 | 4900 | 0 | c,f
|  |  | b) Annual costs | 17 | 0 | 9858.0628 | 1 | 17 | 0 | 0 | 0 | 0 | 0 | 0 | 9858.0628 | 0 | e,g
| C. | Create Information |  | Included in 3.B
| D. | Gather Information |  | Included in 3.E
| E. | Report Preparation | [5 empty] | 0 |  | 0 | 0 | 0 |  | 0
1) Notification of initial performance test
|  |  | a) Pollutants, fugitive ash emissions | 2 | 0 | 0 | 1 | 2 | 0 | 0 | 0 | 0 | 0 | 0 | 0 | 0
|  |  | b) Fugitive Ash Emissions | 1 | 0 | 0 | 1 | 1 | 0 | 0 | 0 | 0 | 0 | 0 | 0 | 0
|  | 2) Notification of initial CMS Demonstration |  | 2 | 0 | 0 | 1 | 2 | 0 | 0 | 0 | 0 | 0 | 0 | 0 | 0
3) Report of initial performance test
|  |  | a) Pollutants, fugitive ash emissions | 8 | 0 | 7.5 | 1 | 8 | 0 | 0 | 0 | 0 | 0 | 0 | 0 | 0
|  |  | b) Fugitive Ash Emissions | 2 | 0 | 0 | 1 | 2 | 0 | 0 | 0 | 0 | 0 | 0 | 0 | 0
|  | 4) Report of initial CMS demonstration |  | Included in 3.B.5
1 |  | 5) Report prior to construction (includes siting analysis) |  | 160 | 0 | 0 | 1 | 160 | 0 | 0 | 0 | 0 | 0 | 0 | 0 | 0 | c
1 |  | 6) Report prior to initial start-up
|  |  | a) Without site specific parameter petition | 6 | 0 | 0 | 1 | 6 | 0 | 0 | 0 | 0 | 0 | 0 | 0 | 0 | c,h
|  |  | b) With site specific parameter petition | 14 | 0 | 0 | 1 | 14 | 0 | 0 | 0 | 0 | 0 | 0 | 0 | 0 | c,h
0.1 |  | 7) Report of initial stack test |  | Included in 3.B.1
1 |  | 8) Report established values for site-specific operating parameters |  | Included in 3.B | 0 | 0 | 1 | 0 | 0 | 0 | 0 | 0 | 0 | 0 | 0 | 0 | c
|  | 9) Waste management plan |  | 160 | 0 | 0 | 1 | 160 | 0 | 0 | 0 | 0 | 0 | 0 | 0 | 0 | c
10) Annual Report:
|  |  | a) Results of performance tests conducted during the year | 40 | 0 | 7.5 | 1 | 40 | 1 | 40 | 2 | 4 | 0 | 5449.6 | 7.5 | 1
|  | 11) Status report for operators that are off-site for more than 2 weeks |  | 8 | 0 | 0 | 1 | 8 | 1 | 8 | 0.4 | 0.8 | 0 | 1089.92 | 0 | 1 | i
12) Corrective action summary for operators that are off-site for more
0.2 |  |  | than 2 weeks | 8 | 0 | 0 | 2 | 16 | 1 | 16 | 0.8 | 1.6 | 0 | 2179.84 | 0 | 2 | i
|  | 13) Semiannual report of emissions/parameter exceedances |  | 24 | 0 | 7.5 | 1 | 24 | 1 | 24 | 1.2 | 2.4 | 0 | 3269.76 | 7.5 | 1 | j
| F. | Affirmative Defense Claim |  | 30 | 0 | 0 | 0 | 0 | 0 | 0 | 0 | 0 | 0 | 0 | 0 | 0 | m
ReportingSubtotal | [9 empty] | 108 | 5.4 | 10.8 | 2159.25 | 14713.92 | 101313.0628 | 8
4. Recordkeeping Requirements
| A. Read Instructions |  |  | Inculded in 3.A
1 | B. Plan Activities |  |  | Not applicable
| C. Implement Activities |  |  | Not applicable
| D. Develop Record System |  |  | Not applicable
E. Record Information
|  | 1) Records of operating parameters |  | Included in 3.B.5.b | 0 | 0 | 52 | 0 | 0 | 0 | 0 | 0 | 0 | 0 | 0 | 0
2) Records of periods for which minimum amount of data on operating
|  | parameters were not obtained |  | 0.5 | 0 | 0 | 52 | 26 | 0 | 0 | 0 | 0 | 0 | 0 | 0 | 0 | k
|  | 3) Records of malfunction of the unit |  | 1.5 | 0 | 0 | 1 | 1.5 | 0 | 0 | 0 | 0 | 0 | 0 | 0 | 0 | k
|  | 4) Records of exceedances of the operating parameters |  | 1.5 | 0 | 0 | 1 | 1.5 | 1 | 1.5 | 0.075 | 0.15 | 0 | 204.36 | 0 | 1 | j
|  | 5) Records of stack tests |  | Included in 3.E
|  | 6) Records of siting analysis |  | Included in 3.E
|  | 7) Records of persons who have reviewed operating procedures |  | 1 | 0 | 0 | 1 | 1 | 1 | 1 | 0.05 | 0.1 | 0 | 136.24 | 0 | 1
|  | 8) Records of persons who have completed operator training |  | 1 | 0 | 0 | 1 | 1 | 1 | 1 | 0.05 | 0.1 | 0 | 136.24 | 0 | 1
|  | 9) Records of persons whe meet operator qualification criteria |  | 1 | 0 | 0 | 1 | 1 | 1 | 1 | 0.05 | 0.1 | 0 | 136.24 | 0 | 1
|  | 10) Records of monitoring device calibration |  | Included in 3.B
|  | 11) Records of site-specific documentation |  | 24 | 0 | 0 | 1 | 24 | 1 | 24 | 1.2 | 2.4 | 0 | 3269.76 | 0 | 1
| F. Personnel Training |  |  | Included in 3.B
| G. Time for Audits |  |  | Not applicable
Recordkeeping Subtotal | [9 empty] | 28.5 | 1.425 | 2.85 | 0 | 3882.84 | 0 | 5
TOTAL: | [9 empty] | 136.5 | 6.825 | 13.65 | 2159.25 | 18596.76 | 101313.0628 | 13
[11 empty] | Total Hours | Labor | Non-Labor | Total
[8 empty] | Summary of Respondent Burden |  |  | 156.975 | 18596.76 | 101313.0628 | 119909.8228
[8 empty] | Annualized Capital and Startup |  |  |  |  | 4900 | 4900
[8 empty] | O & M Summary |  |  |  |  | 9858.0628 | 9858.0628
FOOTNOTES
a | Based on the total number of existing units expected to continue operating once the guidelines become effective.
b | Costs are based on the following hourly rates: technical at $34.60, management at $82.23, clerical at $22.32, and testing contractor at $80.
c | One-time only costs.
d | Cost incurred by a facility regardless of the number of affected units at the plant.
e | Annual cost. Annual costs are not incurred until the second year of operation.
f | Based on the sum of the annualized capital costs for each monitoring system required for incinerators.
g | Based on the sum of the calculated annual cost for each monitoring system required for incinerators.
h | Assumed that one-third of the facilities will petition for site-specific parameters.
i | Assumed that 10 percent of the facilities would not have a qualified operator available for more than two weeks at least once a year. Assumed that this required only two corrective action summaries.
j | Assumed that 10 percent of the facilities would have an exceedance during the year.
k | Standards apply at all times under the newly proposed regulation. Therefore no periods of unobtained data or malfunction periods are expected.
l | Assumed $100 for puchase of filing cabinet to house copy of rule, records and report copies.
m | Assumed no affirmative defense claims would be filed in the first three years after promulgation. If a source were to meet the notification, reporting, and recordkeeping requirements of affirmative defense, it would be approximately 30 hours or around $3,100 in labor burden.

## Table 1d_ERU-Solid-SubYr
Table 1d - Annual Respondent Burden and Cost - Emissions Guidelines and Federal Plan Requirements for Existing Stationary Sources: Commercial and Industrial Solid Waste Incineration Units (40 CFR Part 60, Subpart DDDD and 40 CFR 62, Subpart IIIa) (Final Rule) - Energy Recovery Units (Solids) | [15 empty] | 75
Testing, Operation, and Maintenance Costs
Burden item | (A) Person hours per occurrence | (B) No. of occurrences per respondent per year | (C) Person hours per respondent per year (C = A x B) | (D) Respondents per year a | (E) Technical person- hours per year (E = C x D) | (F) Management person hours per year (E x 0.05) | (G) Clerical person hours per year (E x 0.1) | (H) Total Cost Per year b |  | Emission Testing Contractor Hours Per Occurrence | Non-Labor Costs Per Occurrence | Emission Testing Contractor Hours Per Year | Total Non-Labor Costs Per Year | Total Responses Per Year
1. Applications | N/A |  | 0 | 55 |  |  |  | 0
2. Surveys and Studies | N/A |  | 0 | 4 | 0 | 0 | 0 | 0
3. Reporting Requirements |  |  | 0 |  | 0 | 0 | 0 | 0
A. Familiarization with Rule Requirements c
1) Facilities subject to Federal Plan | 1 | 1 | 1 | 1 | 1 | 0.05 | 0.1 | 136.24 | FP facilities | 0 | 0 | 0 | 0 | 0
2) Facilities subject to State Plan | 1 | 1 | 1 | 12 | 12 | 0.6 | 1.2 | 1634.88 | EG facilities | 0 | 0 | 0 | 0 | 0
B. Required Activities |  |  |  |  | 0 | 0 | 0
1) Initial stack test and report (PM, dioxins/furans, opacity, HCl, Cd, Pb, Hg, CO, NOx, and SO2 (as required)) d | See 3.E. | [8 empty] | varies | 86540 | 0 | 0 | 0
2) Annual stack test and test report (PM, dioxins/furans, opacity, HCl, Cd, Pb, Hg, CO, NOx, and SO2 (as required)) e a) Units subject to Federal Plan | See 3.E.10 | [8 empty] | 1081.75 | 86540 | 0 | 86540 | 0 | FP units
b) Units subject to State Plan | See 3.E.10 | [8 empty] | 1081.75 | 86540 | 0 | 1817340 | 0 | EG units
3) Operator training and qualification | [14 empty] | 1903880
a) Establish and teach operator qualification course f | 64 | 1 | 64 | 0 | 0 | 0 | 0 | 0 |  | 0 | 0 | 0 | 0 | 0
b) Obtain operator qualification f | 72 | 1 | 72 | 0 | 0 | 0 | 0 | 0 |  | 0 | 0 | 0 | 0 | 0
c) Annual refresher course g i. Facilities subject to Federal Plan | 12 | 1 | 12 | 1 | 12 | 0.6 | 1.2 | 1634.88 | FP facilities | 0 | 0 | 0 | 0 | 0
ii. Facilities subject to State Plan | 12 | 1 | 12 | 12 | 144 | 7.2 | 14.4 | 19618.56 | EG facilities | 0 | 0 | 0 | 0 | 0
d) Initial review of site-specific information | See 3.B.3.a.
e) Annual review of site-specific information g i. Facilities subject to Federal Plan | 8 | 1 | 8 | 1 | 8 | 0.4 | 0.8 | 1089.92 | FP facilities | 0 | 0 | 0 | 0 | 0
ii. Facilities subject to State Plan | 8 | 1 | 8 | 12 | 96 | 4.8 | 9.6 | 13079.04 | EG facilities | 0 | 0 | 0 | 0 | 0
4) Establish operating parameters (maximum and minimum) d | 40 | 1 | 40 | 0 | 0 | 0 | 0 | 0 |  | Included in 3.B.1. | 0 | 0 | 0 | 0
5) Continuous parameter monitoring (including CEMS)
a) Initial costs f | 17 | 1 | 17 | 0 | 0 | 0 | 0 | 0 |  | 0 | 1273814.7521 | 0 | 27053.4109 | 0 | FP units
b) Annual costs g | 17 | 1 | 17 | 0 | 0 | 0 | 0 | 0 |  | 0 | 60657.8453 | 0 | 1273814.7521 | 0 | EG units
C. Create Information | See 3.B | [13 empty] | 1300868.163
D. Gather Information | See 3.E
E. Report Preparation |  |  | 0 |  | 0 | 0 | 0 | 0
1) Notification of initial performance test h
a) Pollutants, fugitive ash emissions | 2 | 1 | 2 | 0 | 0 | 0 | 0 | 0 |  | 0 | 0 | 0 | 0 | 0
b) Fugitive Ash Emissions | 1 | 1 | 1 | 0 | 0 | 0 | 0 | 0 |  | 0 | 0 | 0 | 0 | 0
2) Notification of initial CMS Demonstration h | 2 | 1 | 2 | 0 | 0 | 0 | 0 | 0 |  | 0 | 0 | 0 | 0 | 0
3) Report of initial performance test h
a) Pollutants, fugitive ash emissions | 40 | 1 | 40 | 0 | 0 | 0 | 0 | 0 |  | 0 | 7.5 | 0 | 0 | 0
b) Fugitive Ash Emissions | 8 | 1 | 8 | 0 | 0 | 0 | 0 | 0 |  | 0 | 0 | 0 | 0 | 0
4) Report of initial CMS demonstration h | See 3.B.5
5) Report prior to construction (includes siting analysis) h | 160 | 1 | 160 | 0 | 0 | 0 | 0 | 0 |  | 0 | 0 | 0 | 0 | 0
6) Report prior to initial start-up h, i
a) Without site specific parameter petition | 6 | 1 | 6 | 0 | 0 | 0 | 0 | 0 |  | 0 | 0 | 0 | 0 | 0
b) With site specific parameter petition | 14 | 1 | 14 | 0 | 0 | 0 | 0 | 0 |  | 0 | 0 | 0 | 0 | 0
7) Report of initial stack test h | See 3.B.1
8) Report established values for site-specific operating parameters h | See 3.B | 1 | 0 | 0 | 0 | 0 | 0 | 0 |  | 0 | 0 | 0 | 0 | 0
9) Waste management plan h | 160 | 1 | 160 | 0 | 0 | 0 | 0 | 0 |  | 0 | 0 | 0 | 0 | 0
10 Report results of annual performance test e a) Units subject to Federal Plan | 30 | 1 | 30 | 1 | 30 | 1.5 | 3 | 4087.2 | FP Units | 0 | 7.5 | 0 | 7.5 | 1
b) Units subject to State Plan | 30 | 1 | 30 | 21 | 630 | 31.5 | 63 | 85831.2 | EG units | 0 | 7.5 | 0 | 157.5 | 21
11) Status report for operators that are off-site for more than 2 weeks j a) Units subject to Federal Plan | 8 | 1 | 8 | 0.1 | 0.8 | 0.04 | 0.08 | 108.992 | FP Units | 0 | 0 | 0 | 0 | 0.1
b) Units subject to State Plan | 8 | 1 | 8 | 2.1 | 16.8 | 0.84 | 1.68 | 2288.832 | EG units | 0 | 0 | 0 | 0 | 2.1
12) Corrective action summary for operators that are off-site for more than 2 weeks j a) Units subject to Federal Plan | 8 | 2 | 16 | 0.1 | 1.6 | 0.08 | 0.16 | 217.984 | FP Units | 0 | 0 | 0 | 0 | 0.2
b) Units subject to State Plan | 8 | 2 | 16 | 2.1 | 33.6 | 1.68 | 3.36 | 4577.664 | EG units | 0 | 0 | 0 | 0 | 4.2
13) Semiannual report of emissions/parameter exceedances k a) Units subject to Federal Plan | 24 | 1 | 24 | 0.1 | 2.4 | 0.12 | 0.24 | 326.976 | FP Units | 0 | 7.5 | 0 | 0.75 | 0.1
b) Units subject to State Plan | 24 | 1 | 24 | 2.1 | 50.4 | 2.52 | 5.04 | 6866.496 | EG units | 0 | 7.5 | 0 | 15.75 | 2.1 | Total responses | FP responses | EG responses
Subtotal for Reporting Requirements |  |  |  |  | 1194.39 |  |  | 141498.864 | [6 empty] | 30.8 | 1.4 | 29.4
4. Recordkeeping Requirements | [14 empty] | Total reporting | FP reporting | EG reporting
A. Familiarization with Rule Requirements | See 3.A | [13 empty] | 1194.39 | 64.17 | 1130.22
B. Plan Activities | N/A
C. Implement Activities | N/A
D. Develop Record System | N/A
E. Record Information
1) Records of operating parameters | See 3.B.5.b | 52 | 0 | 0 | 0 | 0 | 0 | 0 |  | 0 | 0 | 0 | 0 | 0
2) Records of periods for which minimum amount of data on operating parameters were not obtained l | 0.5 | 52 | 26 | 0 | 0 | 0 | 0 | 0 |  | 0 | 0 | 0 | 0 | 0
3) Records of malfunction of the unit l | 1.5 | 1 | 1.5 | 0 | 0 | 0 | 0 | 0 |  | 0 | 0 | 0 | 0 | 0
4) Records of exceedances of the operating parameters k a) Units subject to Federal Plan | 1.5 | 1 | 1.5 | 0.1 | 0.15 | 0.0075 | 0.015 | 20.436 | FP Units | 0 | 0 | 0 | 0 | 0
b) Units subject to State Plan | 1.5 | 1 | 1.5 | 2.1 | 3.15 | 0.1575 | 0.315 | 429.156 | EG units | 0 | 0 | 0 | 0 | 0
5) Records of stack tests | See 3.E
6) Records of siting analysis | See 3.E
7) Records of persons who have reviewed operating procedures a) Facilities subject to Federal Plan | 1 | 1 | 1 | 1 | 1 | 0.05 | 0.1 | 136.24 | FP Units | 0 | 0 | 0 | 0 | 0
b) Facilities subject to State Plan | 1 | 1 | 1 | 12 | 12 | 0.6 | 1.2 | 1634.88 | EG units | 0 | 0 | 0 | 0 | 0
8) Records of persons who have completed operator training a) Facilities subject to Federal Plan | 1 | 1 | 1 | 1 | 1 | 0.05 | 0.1 | 136.24 | FP Units | 0 | 0 | 0 | 0 | 0
b) Facilities subject to State Plan | 1 | 1 | 1 | 12 | 12 | 0.6 | 1.2 | 1634.88 | EG units | 0 | 0 | 0 | 0 | 0
9) Records of persons whe meet operator qualification criteria a) Facilities subject to Federal Plan | 1 | 1 | 1 | 1 | 1 | 0.05 | 0.1 | 136.24 | FP Units | 0 | 0 | 0 | 0 | 0
b) Facilities subject to State Plan | 1 | 1 | 1 | 12 | 12 | 0.6 | 1.2 | 1634.88 | EG units | 0 | 0 | 0 | 0 | 0
10) Records of monitoring device calibration | See 3.B
11) Records of site-specific documentation a) Facilities subject to Federal Plan | 24 | 1 | 24 | 1 | 24 | 1.2 | 2.4 | 3269.76 | FP Units | 0 | 0 | 0 | 0 | 0
b) Facilities subject to State Plan | 24 | 1 | 24 | 12 | 288 | 14.4 | 28.8 | 39237.12 | EG units | 0 | 0 | 0 | 0 | 0
F. Personnel Training | See 3.B
G. Time for Audits | N/A | [13 empty] | Total records | FP records | EG records
Subtotal for Recordkeeping Requirements |  |  |  |  | 407.445 |  |  | 48269.832 | [6 empty] | 407.445 | 31.2225 | 376.2225
Total Labor Burden and Costs (rounded) m |  |  |  |  | 1601.835 |  |  | 190000 | [6 empty] | Total hours | FP hours | EG hours
Total Capital and O&M Cost (rounded) m | [7 empty] | 3200000 |  |  |  |  | 3200000 |  |  | 95.3925 | 1506.4425
GRAND TOTAL (rounded) m | [7 empty] | 3390000 |  |  |  | FP O&M | EG O&M |  |  | FP costs | EG costs
[12 empty] | 113593.4109 | 3091154.7521 |  |  | 11301.108 | 176832.708
Assumptions
a We assume an average of 76 CISWI units at 102 existing respondents per year over the next three years. No new units or respondents are anticipated over the next three years. This consists of 27 incinerator units located at 22 facilities, 22 energy recovery units - solids located at 13 facilities, 1 small, remote incinerator located at 1 facility, 6 energy recovery units - liquids located at 4 facilities, 23 waste burning kilns located at 13 facilities, and 23 air curtain incinerators located at 23 facilities. Of these, 13 incinerator units located at 9 facilities, 1 energy recovery unit-solids located at 1 facility, 1 small remote incinerator located at 1 facility, 2 energy recovery unit-liquids located at 1 facility, 6 waste burning kilns located at 5 facilities, and 23 air curtain incinerators located at 23 facilities are subject to the Federal Plan. There are 14 incinerators at 13 facilities, 21 energy recovery units-solid at 12 facilities, 4 energy recovery units-liquids located at 3 facilities, and 17 waste burning kilns located at 8 facilities subject to State Plans.
b This ICR uses the following labor rates: $130.28 (technical), $163.17 (managerial), and $65.71 (clerical). These rates are from the United States Department of Labor, Bureau of Labor Statistics, September 2022, “Table 2. Civilian workers, by occupational and industry group.” The rates are from column 1, “Total compensation.” They have been increased by 110 percent to account for the benefit packages available to those employed by private industry.
c We assume that each respondent will re-familiarize with the requirements each year.
d Initial stack testing is performed when a new unit is completed or upon initial compliance with the Federal Plan. No new units are expected over the next three years. Operating parameters are established during the initial stack test for a unit.
e Annual stack testing is performed each year. Labor costs are accounted in the Reporting section. Testing costs are due to contractor labor and are accounted for in Capital and O&M Cost section.
f These operator qualification requirements and compliance costs are associated with the startup of a new unit or upon initial compliance with a state plan or the Federal Plan. We assume that all state plan facilities have completed initial monitoring requirements.
g The refresher course and annual review requirements occur each year. CEMS maintenance is performed each year. Annual reporting costs for the CEMS are calculated under the operation and maintenance (O&M) cost section.
h These notifications, reports, and waste management plan are generally required for newly constructed units. No new units are expected over the next three year. We anticipate that initial performance tests and waste management plans will be submitted upon initial compliance with the Federal Plan.
i We assume that one-third of the facilities will petition for site-specific parameters.
j We assume that 10 percent of the CISWI units at facilities would not have a qualified operator available for more than two weeks at least once a year. We also assume that this required only two corrective action summaries.
k We assume that 10 percent of the CISWI units at facilities would have one exceedance during the year. The rule requires the semiannual report be submitted only in the event of an exceedance. Therefore, only 1 semiannual report is submitted for each emissions/parameter exceedance.
l The standards apply at all times under this regulation. Therefore, no periods of unobtained data or malfunction periods are expected.
m Totals have been rounded to 3 significant figures. Figures may not add exactly due to rounding.

## Table 1e_Small Remote-Yr1
Table 1e - Annual Respondent Burden and Cost - Emissions Guidelines and Federal Plan Requirements for Existing Stationary Sources: Commercial and Industrial Solid Waste Incineration Units (40 CFR Part 60, Subpart DDDD and 40 CFR 62, Subpart IIIa) (Final Rule) - Small Remote Incinerators
Testing, Operation, and Maintenance Costs
Burden item | (A) Person hours per occurrence | (B) No. of occurrences per respondent per year | (C) Person hours per respondent per year (C = A x B) | (D) Respondents per year a | (E) Technical person- hours per year (E = C x D) | (F) Management person hours per year (E x 0.05) | (G) Clerical person hours per year (E x 0.1) | (H) Total Cost Per year b |  | Emission Testing Contractor Hours Per Occurrence | Non-Labor Costs Per Occurrence | Emission Testing Contractor Hours Per Year | Total Non-Labor Costs Per Year | Total Responses Per Year
1. Applications | N/A |  | 0 | 55 |  |  |  | 0
2. Surveys and Studies | N/A |  | 0 | 4 | 0 | 0 | 0 | 0
3. Reporting Requirements |  |  | 0 |  | 0 | 0 | 0 | 0
A. Familiarization with Rule Requirements c
1) Facilities subject to Federal Plan | 16 | 1 | 16 | 1 | 16 | 0.8 | 1.6 | 2179.84 | FP facilities | 0 | 0 | 0 | 0 | 0
2) Facilities subject to State Plan | 1 | 1 | 1 | 0 | 0 | 0 | 0 | 0 | EG facilities | 0 | 0 | 0 | 0 | 0
B. Required Activities |  |  |  |  | 0 | 0 | 0
1) Initial stack test and report (PM, dioxins/furans, opacity, HCl, Cd, Pb, Hg, CO, NOx, and SO2 (as required)) d | See 3.E. | [8 empty] | varies | 86540 | 0 | 86540 | 0 | FP units
2) Annual stack test and test report (PM, dioxins/furans, opacity, HCl, Cd, Pb, Hg, CO, NOx, and SO2 (as required)) e | See 3.E.10 | [8 empty] | 1081.75 | 86540 | 0 | 0 | 0 | EG units
3) Operator training and qualification | [14 empty] | 86540
a) Establish and teach operator qualification course f | 64 | 1 | 64 | 1 | 64 | 3.2 | 6.4 | 8719.36 | FP facilities | 0 | 0 | 0 | 0 | 0
b) Obtain operator qualification f | 72 | 1 | 72 | 1 | 72 | 3.6 | 7.2 | 9809.28 | FP facilities | 0 | 0 | 0 | 0 | 0
c) Annual refresher course g | 12 | 1 | 12 | 0 | 0 | 0 | 0 | 0 | EG facilities |  | 0 | 0 | 0 | 0
d) Initial review of site-specific information | See 3.B.3.a.
e) Annual review of site-specific information g | 8 | 1 | 8 | 0 | 0 | 0 | 0 | 0 | EG facilities | 0 | 0 | 0 | 0 | 0
4) Establish operating parameters (maximum and minimum) d | 40 | 1 | 40 | 1 | 40 | 2 | 4 | 5449.6 | FP facilities | Included in 3.B.1. | 0 | 0 | 0 | 1
5) Continuous parameter monitoring (including CEMS)
a) Initial costs f | 17 | 1 | 17 | 0 | 0 | 0 | 0 | 0 |  | 0 | 9858.0628 | 0 | 9858.0628 | 0 | FP units
b) Annual costs g | 17 | 1 | 17 | 0 | 0 | 0 | 0 | 0 |  | 0 | #DIV/0! | 0 | 0 | 0 | EG units
C. Create Information | See 3.B | [13 empty] | 9858.0628
D. Gather Information | See 3.E
E. Report Preparation |  |  | 0 |  | 0 | 0 | 0 | 0
1) Notification of initial performance test h
a) Pollutants, fugitive ash emissions | 2 | 1 | 2 | 1 | 2 | 0.1 | 0.2 | 272.48 | FP units | 0 | 0 | 0 | 0 | 1
b) Fugitive Ash Emissions | 1 | 1 | 1 | 1 | 1 | 0.05 | 0.1 | 136.24 | FP units | 0 | 0 | 0 | 0 | 1
2) Notification of initial CMS Demonstration h | 2 | 1 | 2 | 0 | 0 | 0 | 0 | 0 |  | 0 | 0 | 0 | 0 | 0
3) Report of initial performance test h
a) Pollutants, fugitive ash emissions | 40 | 1 | 40 | 1 | 40 | 2 | 4 | 5449.6 | FP units | 0 | 7.5 | 0 | 7.5 | 1
b) Fugitive Ash Emissions | 8 | 1 | 8 | 1 | 8 | 0.4 | 0.8 | 1089.92 | FP units | 0 | 0 | 0 | 0 | 1
4) Report of initial CMS demonstration h | See 3.B.5
5) Report prior to construction (includes siting analysis) h | 160 | 1 | 160 | 0 | 0 | 0 | 0 | 0 |  | 0 | 0 | 0 | 0 | 0
6) Report prior to initial start-up h, i
a) Without site specific parameter petition | 6 | 1 | 6 | 0 | 0 | 0 | 0 | 0 |  | 0 | 0 | 0 | 0 | 0
b) With site specific parameter petition | 14 | 1 | 14 | 0 | 0 | 0 | 0 | 0 |  | 0 | 0 | 0 | 0 | 0
7) Report of initial stack test h | See 3.B.1
8) Report established values for site-specific operating parameters h | See 3.B | 1 | 0 | 0 | 0 | 0 | 0 | 0 |  | 0 | 0 | 0 | 0 | 0
9) Waste management plan h | 160 | 1 | 160 | 1 | 160 | 8 | 16 | 21798.4 | FP facilities | 0 | 0 | 0 | 0 | 1
10) Report of results of annual performance test e | 30 | 1 | 30 | 0 | 0 | 0 | 0 | 0 | EG units | 0 | 7.5 | 0 | 0 | 0
11) Status report for operators that are off-site for more than 2 weeks j a) Units subject to Federal Plan | 8 | 1 | 8 | 0.1 | 0.8 | 0.04 | 0.08 | 108.992 | FP Units | 0 | 0 | 0 | 0 | 0.1
b) Units subject to State Plan | 8 | 1 | 8 | 0 | 0 | 0 | 0 | 0 | EG units | 0 | 0 | 0 | 0 | 0
12) Corrective action summary for operators that are off-site for more than 2 weeks j a) Units subject to Federal Plan | 8 | 2 | 16 | 0.1 | 1.6 | 0.08 | 0.16 | 217.984 | FP Units | 0 | 0 | 0 | 0 | 0.2
b) Units subject to State Plan | 8 | 2 | 16 | 0 | 0 | 0 | 0 | 0 | EG units | 0 | 0 | 0 | 0 | 0
13) Semiannual report of emissions/parameter exceedances k a) Units subject to Federal Plan | 24 | 1 | 24 | 0.1 | 2.4 | 0.12 | 0.24 | 326.976 | FP Units | 0 | 7.5 | 0 | 0.75 | 0.1
b) Units subject to State Plan | 24 | 1 | 24 | 0 | 0 | 0 | 0 | 0 | EG units | 0 | 7.5 | 0 | 0 | 0 | Total responses | FP responses | EG responses | qa
Subtotal for Reporting Requirements |  |  |  |  | 468.97 |  |  | 55558.672 | [6 empty] | 5.4 | 5.4 | 0 | 5.4
4. Recordkeeping Requirements | [14 empty] | Total reporting | FP reporting | EG reporting
A. Familiarization with Rule Requirements | See 3.A | [13 empty] | 468.97 | 468.97 | 0 | 468.97
B. Plan Activities | N/A
C. Implement Activities | N/A
D. Develop Record System | N/A
E. Record Information
1) Records of operating parameters | See 3.B.5.b | 52 | 0 | 0 | 0 | 0 | 0 | 0 |  | 0 | 0 | 0 | 0 | 0
2) Records of periods for which minimum amount of data on operating parameters were not obtained l | 0.5 | 52 | 26 | 0 | 0 | 0 | 0 | 0 |  | 0 | 0 | 0 | 0 | 0
3) Records of malfunction of the unit l | 1.5 | 1 | 1.5 | 0 | 0 | 0 | 0 | 0 |  | 0 | 0 | 0 | 0 | 0
4) Records of exceedances of the operating parameters k a) Units subject to Federal Plan | 1.5 | 1 | 1.5 | 0.1 | 0.15 | 0.0075 | 0.015 | 20.436 | FP Units | 0 | 0 | 0 | 0 | 0
b) Units subject to State Plan | 1.5 | 1 | 1.5 | 0 | 0 | 0 | 0 | 0 | EG units | 0 | 0 | 0 | 0 | 0
5) Records of stack tests | See 3.E
6) Records of siting analysis | See 3.E
7) Records of persons who have reviewed operating procedures a) Facilities subject to Federal Plan | 1 | 1 | 1 | 1 | 1 | 0.05 | 0.1 | 136.24 | FP Units | 0 | 0 | 0 | 0 | 0
b) Facilities subject to State Plan | 1 | 1 | 1 | 0 | 0 | 0 | 0 | 0 | EG units | 0 | 0 | 0 | 0 | 0
8) Records of persons who have completed operator training a) Facilities subject to Federal Plan | 1 | 1 | 1 | 1 | 1 | 0.05 | 0.1 | 136.24 | FP Units | 0 | 0 | 0 | 0 | 0
b) Facilities subject to State Plan | 1 | 1 | 1 | 0 | 0 | 0 | 0 | 0 | EG units | 0 | 0 | 0 | 0 | 0
9) Records of persons whe meet operator qualification criteria a) Facilities subject to Federal Plan | 1 | 1 | 1 | 1 | 1 | 0.05 | 0.1 | 136.24 | FP Units | 0 | 0 | 0 | 0 | 0
b) Facilities subject to State Plan | 1 | 1 | 1 | 0 | 0 | 0 | 0 | 0 | EG units | 0 | 0 | 0 | 0 | 0
10) Records of monitoring device calibration | See 3.B
11) Records of site-specific documentation a) Facilities subject to Federal Plan | 24 | 1 | 24 | 1 | 24 | 1.2 | 2.4 | 3269.76 | FP Units | 0 | 0 | 0 | 0 | 0
b) Facilities subject to State Plan | 24 | 1 | 24 | 0 | 0 | 0 | 0 | 0 | EG units | 0 | 0 | 0 | 0 | 0
F. Personnel Training | See 3.B
G. Time for Audits | N/A | [13 empty] | Total records | FP records | EG records
Subtotal for Recordkeeping Requirements |  |  |  |  | 31.2225 |  |  | 3698.916 | [6 empty] | 31.2225 | 31.2225 | 0 | 31.2225
Total Labor Burden and Costs (rounded) m |  |  |  |  | 500.1925 |  |  | 59000 | [6 empty] | Total hours | FP hours | EG hours
Total Capital and O&M Cost (rounded) m | [7 empty] | 100000 |  |  |  |  | 100000 |  |  | 500.1925 | 0 | 500.1925
GRAND TOTAL (rounded) m | [7 empty] | 160000 |  |  |  | FP O&M | EG O&M |  |  | FP costs | EG costs
[12 empty] | 96398.0628 | 0 |  |  | 59257.588 | 0 | 59257.588
Assumptions
a We assume an average of 76 CISWI units at 102 existing respondents per year over the next three years. No new units or respondents are anticipated over the next three years. This consists of 27 incinerator units located at 22 facilities, 22 energy recovery units - solids located at 13 facilities, 1 small, remote incinerator located at 1 facility, 6 energy recovery units - liquids located at 4 facilities, 23 waste burning kilns located at 13 facilities, and 23 air curtain incinerators located at 23 facilities. Of these, 13 incinerator units located at 9 facilities, 1 energy recovery unit-solids located at 1 facility, 1 small remote incinerator located at 1 facility, 2 energy recovery unit-liquids located at 1 facility, 6 waste burning kilns located at 5 facilities, and 23 air curtain incinerators located at 23 facilities are subject to the Federal Plan. There are 14 incinerators at 13 facilities, 21 energy recovery units-solid at 12 facilities, 4 energy recovery units-liquids located at 3 facilities, and 17 waste burning kilns located at 8 facilities subject to State Plans.
b This ICR uses the following labor rates: $130.28 (technical), $163.17 (managerial), and $65.71 (clerical). These rates are from the United States Department of Labor, Bureau of Labor Statistics, September 2022, “Table 2. Civilian workers, by occupational and industry group.” The rates are from column 1, “Total compensation.” They have been increased by 110 percent to account for the benefit packages available to those employed by private industry.
c We assume that each respondent will re-familiarize with the requirements each year.
d Initial stack testing is performed when a new unit is completed or upon initial compliance with the Federal Plan. No new units are expected over the next three years. Operating parameters are established during the initial stack test for a unit.
e Annual stack testing is performed each year. Labor costs are accounted in the Reporting section. Testing costs are due to contractor labor and are accounted for in Capital and O&M Cost section.
f These operator qualification requirements and compliance costs are associated with the startup of a new unit or upon initial compliance with a state plan or the Federal Plan. We assume that all state plan facilities have completed initial monitoring requirements.
g The refresher course and annual review requirements occur each year. CEMS maintenance is performed each year. Annual reporting costs for the CEMS are calculated under the operation and maintenance (O&M) cost section.
h These notifications, reports, and waste management plan are generally required for newly constructed units. No new units are expected over the next three year. We anticipate that initial performance tests and waste management plans will be submitted upon initial compliance with the Federal Plan.
i We assume that one-third of the facilities will petition for site-specific parameters.
j We assume that 10 percent of the CISWI units at facilities would not have a qualified operator available for more than two weeks at least once a year. We also assume that this required only two corrective action summaries.
k We assume that 10 percent of the CISWI units at facilities would have one exceedance during the year. The rule requires the semiannual report be submitted only in the event of an exceedance. Therefore, only 1 semiannual report is submitted for each emissions/parameter exceedance.
l The standards apply at all times under this regulation. Therefore, no periods of unobtained data or malfunction periods are expected.
m Totals have been rounded to 3 significant figures. Figures may not add exactly due to rounding.

## COSTTAB_ERU-Liq Yr 1 (hidden)
Table 4.A - Annual Respondent Burden and Cost of Recordkeeping and Reporting Requirements for the Emissions Guidelines | [17 empty] | 75
for Existing Stationary Sources: Commercial and Industrial Solid Waste Incineration Units - Subpart DDDD - Year 1, Energy Recovery Units (Liquid/Gas)
| = | # pulping lines |  | (A) | Emission |  | (B) | (C) | (D) | (E) | (F) | (G) | (H)
| = | # bleaching lines |  | Respondent | Testing | Non-Labor | Number of | Hours | Number of | Technical | Management | Clerical | Emission | Total | Total | Total | Footnotes
| = | # mills total |  | Hours per | Contractor | Costs | Occurrences | Per | Respondents | Hours | Hours | Hours | Testing | Labor Costs | Non-Labor | Responses
| = | # mills with bleaching lines |  | Occurrence | Hours | Per | Per | Respondent | Per Year (a) | Per Year | Per Year | Per Year | Contractor | Per Year | Costs | Per Year
|  |  |  | (Technical | Per | Occurrence | Respondent | Per Year |  |  |  |  | Hours Per | (b) | Per Year
Burden Item |  |  |  | hours) | Occurrence |  | Per Year | (C=A x B) |  | (CXD) | (E x 0.05) | (E x 0.1) | Year
1. | Applications |  |  | Not applicable |  |  |  | 0 | 55 |  |  |  |  | 0
2. | Surveys and Studies |  |  | Not applicable |  |  |  | 0 | 4 | 0 | 0 | 0 |  | 0
3. | Reporting Requirements | [6 empty] | 0 |  | 0 | 0 | 0 |  | 0
| A. | Read and Understand Rule Requirements |  | 1 | 0 | 100 | 1 | 1 | 1 | 1 | 0.05 | 0.1 | 0 | 136.24 | 100 | 1 | c,d,l
| B. | Required Activities | [7 empty] | 0 | 0 | 0
|  | 1) Initial stack test and report (PM, dioxins/furans, |  | Included in E. | varies | 86200 | 1 | 0 | 2 | 0 | 0 | 0 | 1077.5 | 0 | 172400 | 2 | c
opacity, HCl, Cd, Pb, Hg, CO, NOx, and SO2 (as required))
|  | 2) Annual stack test and test report (PM, HCl, Opacity, and Fugitive Ash) |  | Included in E. | 1081.75 | 86540 | 1 | 0 | 0 | 0 | 0 | 0 | 0 | 0 | 0 | 0 | e
|  | 3) | Operator training and qualification
|  |  | a) Establish and teach operator qualification course | 64 | 0 | 0 | 1 | 64 | 1 | 64 | 3.2 | 6.4 | 0 | 8719.36 | 0 | 1 | c
|  |  | b) Obtain operator qualification | 72 | 0 | 0 | 1 | 72 | 1 | 72 | 3.6 | 7.2 | 0 | 9809.28 | 0 | 1 | c
|  |  | c) Annual refresher course | 12 |  | 0 | 1 | 12 | 0 | 0 | 0 | 0 | 0 | 0 | 0 | 0 | e
|  |  | d) Initial review of site-specific information | Included in a.
|  |  | e) Annual review of site-specific information | 8 | 0 | 0 | 1 | 8 | 0 | 0 | 0 | 0 | 0 | 0 | 0 | 0 | e
|  | 4) Establish operating parameters (maximum and minimum) |  | 40 | Included in B.1. | 0 | 1 | 40 | 2 | 80 | 4 | 8 | 0 | 10899.2 | 0 | 2 | c
5) Continuous parameter monitoring (including CEMS)
|  |  | a) Initial costs | 17 | 0 | 15260 | 1 | 17 | 2 | 34 | 1.7 | 3.4 | 0 | 4632.16 | 30520 | 2 | f
|  |  | b) Annual costs | 17 | 0 | 1550 | 1 | 17 | 2 | 34 | 1.7 | 3.4 | 0 | 4632.16 | 3100 | 2 | e,g
| C. | Create Information |  | Included in 3.B
| D. | Gather Information |  | Included in 3.E
| E. | Report Preparation | [5 empty] | 0 |  | 0 | 0 | 0 |  | 0
1) Notification of initial performance test
|  |  | a) Pollutants, fugitive ash emissions | 2 | 0 | 0 | 1 | 2 | 2 | 4 | 0.2 | 0.4 | 0 | 544.96 | 0 | 2
|  |  | b) Fugitive Ash Emissions | 1 | 0 | 0 | 1 | 1 | 2 | 2 | 0.1 | 0.2 | 0 | 272.48 | 0 | 2
|  | 2) Notification of initial CMS Demonstration |  | 2 | 0 | 0 | 1 | 2 | 1 | 2 | 0.1 | 0.2 | 0 | 272.48 | 0 | 1
3) Report of initial performance test
|  |  | a) Pollutants, fugitive ash emissions | 8 | 0 | 7.5 | 1 | 8 | 2 | 16 | 0.8 | 1.6 | 0 | 2179.84 | 15 | 2
|  |  | b) Fugitive Ash Emissions | 2 | 0 | 0 | 1 | 2 | 2 | 4 | 0.2 | 0.4 | 0 | 544.96 | 0 | 2
|  | 4) Report of initial CMS demonstration |  | Included in 3.B.5
1 |  | 5) Report prior to construction (includes siting analysis) |  | 160 | 0 | 0 | 1 | 160 | 1 | 160 | 8 | 16 | 0 | 21798.4 | 0 | 1 | c
1 |  | 6) Report prior to initial start-up
|  |  | a) Without site specific parameter petition | 6 | 0 | 0 | 1 | 6 | 0 | 0 | 0 | 0 | 0 | 0 | 0 | 0 | c,h
|  |  | b) With site specific parameter petition | 14 | 0 | 0 | 1 | 14 | 1 | 14 | 0.7 | 1.4 | 0 | 1907.36 | 0 | 1 | c,h
0.1 |  | 7) Report of initial stack test |  | Included in 3.B.1
1 |  | 8) Report established values for site-specific operating parameters |  | Included in 3.B | 0 | 0 | 1 | 0 | 0 | 0 | 0 | 0 | 0 | 0 | 0 | 0 | c
|  | 9) Waste management plan |  | 160 | 0 | 0 | 1 | 160 | 1 | 160 | 8 | 16 | 0 | 21798.4 | 0 | 1 | c
10) Annual Report:
|  |  | a) Results of performance tests conducted during the year | 40 | 0 | 7.5 | 1 | 40 | 0 | 0 | 0 | 0 | 0 | 0 | 0 | 0
|  | 11) Status report for operators that are off-site for more than 2 weeks |  | 8 | 0 | 0 | 1 | 8 | 1 | 8 | 0.4 | 0.8 | 0 | 1089.92 | 0 | 1 | i
12) Corrective action summary for operators that are off-site for more
0.2 |  |  | than 2 weeks | 8 | 0 | 0 | 2 | 16 | 1 | 16 | 0.8 | 1.6 | 0 | 2179.84 | 0 | 2 | i
|  | 13) Semiannual report of emissions/parameter exceedances |  | 24 | 0 | 7.5 | 1 | 24 | 1 | 24 | 1.2 | 2.4 | 0 | 3269.76 | 7.5 | 1 | j
| F. | Affirmative Defense Claim |  | 30 | 0 | 0 | 0 | 0 | 0 | 0 | 0 | 0 | 0 | 0 | 0 | 0 | m
ReportingSubtotal | [9 empty] | 695 | 34.75 | 69.5 | 1077.5 | 94686.8 | 206142.5 | 27
4. Recordkeeping Requirements
| A. Read Instructions |  |  | Inculded in 3.A
1 | B. Plan Activities |  |  | Not applicable
| C. Implement Activities |  |  | Not applicable
| D. Develop Record System |  |  | Not applicable
E. Record Information
|  | 1) Records of operating parameters |  | Included in 3.B.5.b | 0 | 0 | 52 | 0 | 0 | 0 | 0 | 0 | 0 | 0 | 0 | 0
2) Records of periods for which minimum amount of data on operating
|  | parameters were not obtained |  | 0.5 | 0 | 0 | 52 | 26 | 0 | 0 | 0 | 0 | 0 | 0 | 0 | 0 | k
|  | 3) Records of malfunction of the unit |  | 1.5 | 0 | 0 | 1 | 1.5 | 0 | 0 | 0 | 0 | 0 | 0 | 0 | 0 | k
|  | 4) Records of exceedances of the operating parameters |  | 1.5 | 0 | 0 | 1 | 1.5 | 1 | 1.5 | 0.075 | 0.15 | 0 | 204.36 | 0 | 1 | j
|  | 5) Records of stack tests |  | Included in 3.E
|  | 6) Records of siting analysis |  | Included in 3.E
|  | 7) Records of persons who have reviewed operating procedures |  | 1 | 0 | 0 | 1 | 1 | 0 | 0 | 0 | 0 | 0 | 0 | 0 | 0
|  | 8) Records of persons who have completed operator training |  | 1 | 0 | 0 | 1 | 1 | 0 | 0 | 0 | 0 | 0 | 0 | 0 | 0
|  | 9) Records of persons whe meet operator qualification criteria |  | 1 | 0 | 0 | 1 | 1 | 0 | 0 | 0 | 0 | 0 | 0 | 0 | 0
|  | 10) Records of monitoring device calibration |  | Included in 3.B
|  | 11) Records of site-specific documentation |  | 24 | 0 | 0 | 1 | 24 | 0 | 0 | 0 | 0 | 0 | 0 | 0 | 0
| F. Personnel Training |  |  | Included in 3.B
| G. Time for Audits |  |  | Not applicable
Recordkeeping Subtotal | [9 empty] | 1.5 | 0.075 | 0.15 | 0 | 204.36 | 0 | 1
TOTAL: | [9 empty] | 696.5 | 34.825 | 69.65 | 1077.5 | 94891.16 | 206142.5 | 28
[11 empty] | Total Hours | Labor | Non-Labor | Total
[8 empty] | Summary of Respondent Burden |  |  | 800.975 | 94891.16 | 206142.5 | 301033.66
[8 empty] | Annualized Capital and Startup |  |  |  |  | 203020 | 203020
[8 empty] | O & M Summary |  |  |  |  | 3100 | 3100
FOOTNOTES
a | Based on the total number of existing units expected to continue operating once the guidelines become effective.
b | Costs are based on the following hourly rates: technical at $34.60, management at $82.23, clerical at $22.32, and testing contractor at $80.
c | One-time only costs.
d | Cost incurred by a facility regardless of the number of affected units at the plant.
e | Annual cost. Annual costs are not incurred until the second year of operation.
f | Based on the sum of the annualized capital costs for each monitoring system required for incinerators.
g | Based on the sum of the calculated annual cost for each monitoring system required for incinerators.
h | Assumed that one-third of the facilities will petition for site-specific parameters.
i | Assumed that 10 percent of the facilities would not have a qualified operator available for more than two weeks at least once a year. Assumed that this required only two corrective action summaries.
j | Assumed that 10 percent of the facilities would have an exceedance during the year.
k | Standards apply at all times under the newly proposed regulation. Therefore no periods of unobtained data or malfunction periods are expected.
l | Assumed $100 for puchase of filing cabinet to house copy of rule, records and report copies.
m | Assumed no affirmative defense claims would be filed in the first three years after promulgation. If a source were to meet the notification, reporting, and recordkeeping requirements of affirmative defense, it would be approximately 30 hours or around $3,100 in labor burden.

## COSTTAB_ERU-Liq Yr 2 (hidden)
Table 4.B - Annual Respondent Burden and Cost of Recordkeeping and Reporting Requirements for the Emissions Guidelines | [17 empty] | 75
for Existing Stationary Sources: Commercial and Industrial Solid Waste Incineration Units - Subpart DDDD - Year 2, Energy Recovery Units (Liquid/Gas)
| = | # pulping lines |  | (A) | Emission |  | (B) | (C) | (D) | (E) | (F) | (G) | (H)
| = | # bleaching lines |  | Respondent | Testing | Non-Labor | Number of | Hours | Number of | Technical | Management | Clerical | Emission | Total | Total | Total | Footnotes
| = | # mills total |  | Hours per | Contractor | Costs | Occurrences | Per | Respondents | Hours | Hours | Hours | Testing | Labor Costs | Non-Labor | Responses
| = | # mills with bleaching lines |  | Occurrence | Hours | Per | Per | Respondent | Per Year (a) | Per Year | Per Year | Per Year | Contractor | Per Year | Costs | Per Year
|  |  |  | (Technical | Per | Occurrence | Respondent | Per Year |  |  |  |  | Hours Per | (b) | Per Year
Burden Item |  |  |  | hours) | Occurrence |  | Per Year | (C=A x B) |  | (CXD) | (E x 0.05) | (E x 0.1) | Year
1. | Applications |  |  | Not applicable |  |  |  | 0 | 55 |  |  |  |  | 0
2. | Surveys and Studies |  |  | Not applicable |  |  |  | 0 | 4 | 0 | 0 | 0 |  | 0
3. | Reporting Requirements | [6 empty] | 0 |  | 0 | 0 | 0 |  | 0
| A. | Read and Understand Rule Requirements |  | 1 | 0 | 0 | 1 | 1 | 0 | 0 | 0 | 0 | 0 | 0 | 0 | 0 | c,d,l
| B. | Required Activities | [7 empty] | 0 | 0 | 0
|  | 1) Initial stack test and report (PM, dioxins/furans, |  | Included in E. | varies | 86200 | 1 | 0 | 0 | 0 | 0 | 0 | 1077.5 | 0 | 0 | 0 | c
opacity, HCl, Cd, Pb, Hg, CO, NOx, and SO2 (as required))
|  | 2) Annual stack test and test report (PM, HCl, Opacity, and Fugitive Ash) |  | Included in E. | 1081.75 | 86540 | 1 | 0 | 2 | 0 | 0 | 0 | 2163.5 | 0 | 173080 | 2 | e
|  | 3) | Operator training and qualification
|  |  | a) Establish and teach operator qualification course | 64 | 0 | 0 | 1 | 64 | 0 | 0 | 0 | 0 | 0 | 0 | 0 | 0 | c
|  |  | b) Obtain operator qualification | 72 | 0 | 0 | 1 | 72 | 0 | 0 | 0 | 0 | 0 | 0 | 0 | 0 | c
|  |  | c) Annual refresher course | 12 |  | 0 | 1 | 12 | 1 | 12 | 0.6 | 1.2 | 0 | 1634.88 | 0 | 1 | e
|  |  | d) Initial review of site-specific information | Included in a.
|  |  | e) Annual review of site-specific information | 8 | 0 | 0 | 1 | 8 | 1 | 8 | 0.4 | 0.8 | 0 | 1089.92 | 0 | 1 | e
|  | 4) Establish operating parameters (maximum and minimum) |  | 40 | Included in B.1. | 0 | 1 | 40 | 0 | 0 | 0 | 0 | 0 | 0 | 0 | 0 | c
5) Continuous parameter monitoring (including CEMS)
|  |  | a) Initial costs | 17 | 0 | 0 | 1 | 17 | 0 | 0 | 0 | 0 | 0 | 0 | 30520 | 0 | c,f
|  |  | b) Annual costs | 17 | 0 | 1550 | 1 | 17 | 0 | 0 | 0 | 0 | 0 | 0 | 3100 | 0 | e,g
| C. | Create Information |  | Included in 3.B
| D. | Gather Information |  | Included in 3.E
| E. | Report Preparation | [5 empty] | 0 |  | 0 | 0 | 0 |  | 0
1) Notification of initial performance test
|  |  | a) Pollutants, fugitive ash emissions | 2 | 0 | 0 | 1 | 2 | 0 | 0 | 0 | 0 | 0 | 0 | 0 | 0
|  |  | b) Fugitive Ash Emissions | 1 | 0 | 0 | 1 | 1 | 0 | 0 | 0 | 0 | 0 | 0 | 0 | 0
|  | 2) Notification of initial CMS Demonstration |  | 2 | 0 | 0 | 1 | 2 | 0 | 0 | 0 | 0 | 0 | 0 | 0 | 0
3) Report of initial performance test
|  |  | a) Pollutants, fugitive ash emissions | 8 | 0 | 7.5 | 1 | 8 | 0 | 0 | 0 | 0 | 0 | 0 | 0 | 0
|  |  | b) Fugitive Ash Emissions | 2 | 0 | 0 | 1 | 2 | 0 | 0 | 0 | 0 | 0 | 0 | 0 | 0
|  | 4) Report of initial CMS demonstration |  | Included in 3.B.5
1 |  | 5) Report prior to construction (includes siting analysis) |  | 160 | 0 | 0 | 1 | 160 | 0 | 0 | 0 | 0 | 0 | 0 | 0 | 0 | c
1 |  | 6) Report prior to initial start-up
|  |  | a) Without site specific parameter petition | 6 | 0 | 0 | 1 | 6 | 0 | 0 | 0 | 0 | 0 | 0 | 0 | 0 | c,h
|  |  | b) With site specific parameter petition | 14 | 0 | 0 | 1 | 14 | 0 | 0 | 0 | 0 | 0 | 0 | 0 | 0 | c,h
0.1 |  | 7) Report of initial stack test |  | Included in 3.B.1
1 |  | 8) Report established values for site-specific operating parameters |  | Included in 3.B | 0 | 0 | 1 | 0 | 0 | 0 | 0 | 0 | 0 | 0 | 0 | 0 | c
|  | 9) Waste management plan |  | 160 | 0 | 0 | 1 | 160 | 0 | 0 | 0 | 0 | 0 | 0 | 0 | 0 | c
10) Annual Report:
|  |  | a) Results of performance tests conducted during the year | 40 | 0 | 7.5 | 1 | 40 | 2 | 80 | 4 | 8 | 0 | 10899.2 | 15 | 2
|  | 11) Status report for operators that are off-site for more than 2 weeks |  | 8 | 0 | 0 | 1 | 8 | 1 | 8 | 0.4 | 0.8 | 0 | 1089.92 | 0 | 1 | i
12) Corrective action summary for operators that are off-site for more
0.2 |  |  | than 2 weeks | 8 | 0 | 0 | 2 | 16 | 1 | 16 | 0.8 | 1.6 | 0 | 2179.84 | 0 | 2 | i
|  | 13) Semiannual report of emissions/parameter exceedances |  | 24 | 0 | 7.5 | 1 | 24 | 1 | 24 | 1.2 | 2.4 | 0 | 3269.76 | 7.5 | 1 | j
| F. | Affirmative Defense Claim |  | 30 | 0 | 0 | 0 | 0 | 0 | 0 | 0 | 0 | 0 | 0 | 0 | 0 | m
ReportingSubtotal | [9 empty] | 148 | 7.4 | 14.8 | 3241 | 20163.52 | 206722.5 | 10
4. Recordkeeping Requirements
| A. Read Instructions |  |  | Inculded in 3.A
1 | B. Plan Activities |  |  | Not applicable
| C. Implement Activities |  |  | Not applicable
| D. Develop Record System |  |  | Not applicable
E. Record Information
|  | 1) Records of operating parameters |  | Included in 3.B.5.b | 0 | 0 | 52 | 0 | 0 | 0 | 0 | 0 | 0 | 0 | 0 | 0
2) Records of periods for which minimum amount of data on operating
|  | parameters were not obtained |  | 0.5 | 0 | 0 | 52 | 26 | 0 | 0 | 0 | 0 | 0 | 0 | 0 | 0 | k
|  | 3) Records of malfunction of the unit |  | 1.5 | 0 | 0 | 1 | 1.5 | 0 | 0 | 0 | 0 | 0 | 0 | 0 | 0 | k
|  | 4) Records of exceedances of the operating parameters |  | 1.5 | 0 | 0 | 1 | 1.5 | 1 | 1.5 | 0.075 | 0.15 | 0 | 204.36 | 0 | 1 | j
|  | 5) Records of stack tests |  | Included in 3.E
|  | 6) Records of siting analysis |  | Included in 3.E
|  | 7) Records of persons who have reviewed operating procedures |  | 1 | 0 | 0 | 1 | 1 | 1 | 1 | 0.05 | 0.1 | 0 | 136.24 | 0 | 1
|  | 8) Records of persons who have completed operator training |  | 1 | 0 | 0 | 1 | 1 | 1 | 1 | 0.05 | 0.1 | 0 | 136.24 | 0 | 1
|  | 9) Records of persons whe meet operator qualification criteria |  | 1 | 0 | 0 | 1 | 1 | 1 | 1 | 0.05 | 0.1 | 0 | 136.24 | 0 | 1
|  | 10) Records of monitoring device calibration |  | Included in 3.B
|  | 11) Records of site-specific documentation |  | 24 | 0 | 0 | 1 | 24 | 1 | 24 | 1.2 | 2.4 | 0 | 3269.76 | 0 | 1
| F. Personnel Training |  |  | Included in 3.B
| G. Time for Audits |  |  | Not applicable
Recordkeeping Subtotal | [9 empty] | 28.5 | 1.425 | 2.85 | 0 | 3882.84 | 0 | 5
TOTAL: | [9 empty] | 176.5 | 8.825 | 17.65 | 3241 | 24046.36 | 206722.5 | 15
[11 empty] | Total Hours | Labor | Non-Labor | Total
[8 empty] | Summary of Respondent Burden |  |  | 202.975 | 24046.36 | 206722.5 | 230768.86
[8 empty] | Annualized Capital and Startup |  |  |  |  | 30520 | 30520
[8 empty] | O & M Summary |  |  |  |  | 3100 | 3100
FOOTNOTES
a | Based on the total number of existing units expected to continue operating once the guidelines become effective.
b | Costs are based on the following hourly rates: technical at $34.60, management at $82.23, clerical at $22.32, and testing contractor at $80.
c | One-time only costs.
d | Cost incurred by a facility regardless of the number of affected units at the plant.
e | Annual cost. Annual costs are not incurred until the second year of operation.
f | Based on the sum of the annualized capital costs for each monitoring system required for incinerators.
g | Based on the sum of the calculated annual cost for each monitoring system required for incinerators.
h | Assumed that one-third of the facilities will petition for site-specific parameters.
i | Assumed that 10 percent of the facilities would not have a qualified operator available for more than two weeks at least once a year. Assumed that this required only two corrective action summaries.
j | Assumed that 10 percent of the facilities would have an exceedance during the year.
k | Standards apply at all times under the newly proposed regulation. Therefore no periods of unobtained data or malfunction periods are expected.
l | Assumed $100 for puchase of filing cabinet to house copy of rule, records and report copies.
m | Assumed no affirmative defense claims would be filed in the first three years after promulgation. If a source were to meet the notification, reporting, and recordkeeping requirements of affirmative defense, it would be approximately 30 hours or around $3,100 in labor burden.

## Table 1f_Small Remote-SubYr
Table 1f - Annual Respondent Burden and Cost - Emissions Guidelines and Federal Plan Requirements for Existing Stationary Sources: Commercial and Industrial Solid Waste Incineration Units (40 CFR Part 60, Subpart DDDD and 40 CFR 62, Subpart IIIa) (Final Rule) - Small Remote Incinerators
Testing, Operation, and Maintenance Costs
Burden item | (A) Person hours per occurrence | (B) No. of occurrences per respondent per year | (C) Person hours per respondent per year (C = A x B) | (D) Respondents per year a | (E) Technical person- hours per year (E = C x D) | (F) Management person hours per year (E x 0.05) | (G) Clerical person hours per year (E x 0.1) | (H) Total Cost Per year b |  | Emission Testing Contractor Hours Per Occurrence | Non-Labor Costs Per Occurrence | Emission Testing Contractor Hours Per Year | Total Non-Labor Costs Per Year | Total Responses Per Year
1. Applications | N/A |  | 0 | 55 |  |  |  | 0
2. Surveys and Studies | N/A |  | 0 | 4 | 0 | 0 | 0 | 0
3. Reporting Requirements |  |  | 0 |  | 0 | 0 | 0 | 0
A. Familiarization with Rule Requirements c
1) Facilities subject to Federal Plan | 1 | 1 | 1 | 1 | 1 | 0.05 | 0.1 | 136.24 | FP facilities | 0 | 0 | 0 | 0 | 0
2) Facilities subject to State Plan | 1 | 1 | 1 | 0 | 0 | 0 | 0 | 0 | EG facilities | 0 | 0 | 0 | 0 | 0
B. Required Activities |  |  |  |  | 0 | 0 | 0
1) Initial stack test and report (PM, dioxins/furans, opacity, HCl, Cd, Pb, Hg, CO, NOx, and SO2 (as required)) d | See 3.E. | [8 empty] | varies | 86540 | 0 | 0 | 0
2) Annual stack test and test report (PM, dioxins/furans, opacity, HCl, Cd, Pb, Hg, CO, NOx, and SO2 (as required)) e a) Units subject to Federal Plan | See 3.E.10 | [8 empty] | 1081.75 | 86540 | 0 | 86540 | 0 | FP units
b) Units subject to State Plan | See 3.E.10 | [8 empty] | 1081.75 | 86540 | 0 | 0 | 0 | EG units
3) Operator training and qualification | [14 empty] | 86540
a) Establish and teach operator qualification course f | 64 | 1 | 64 | 0 | 0 | 0 | 0 | 0 |  | 0 | 0 | 0 | 0 | 0
b) Obtain operator qualification f | 72 | 1 | 72 | 0 | 0 | 0 | 0 | 0 |  | 0 | 0 | 0 | 0 | 0
c) Annual refresher course g i. Facilities subject to Federal Plan | 12 | 1 | 12 | 1 | 12 | 0.6 | 1.2 | 1634.88 | FP facilities | 0 | 0 | 0 | 0 | 0
ii. Facilities subject to State Plan | 12 | 1 | 12 | 0 | 0 | 0 | 0 | 0 | EG facilities | 0 | 0 | 0 | 0 | 0
d) Initial review of site-specific information | See 3.B.3.a.
e) Annual review of site-specific information g i. Facilities subject to Federal Plan | 8 | 1 | 8 | 1 | 8 | 0.4 | 0.8 | 1089.92 | FP facilities | 0 | 0 | 0 | 0 | 0
ii. Facilities subject to State Plan | 8 | 1 | 8 | 0 | 0 | 0 | 0 | 0 | EG facilities | 0 | 0 | 0 | 0 | 0
4) Establish operating parameters (maximum and minimum) d | 40 | 1 | 40 | 0 | 0 | 0 | 0 | 0 |  | Included in 3.B.1. | 0 | 0 | 0 | 0
5) Continuous parameter monitoring (including CEMS)
a) Initial costs f | 17 | 1 | 17 | 0 | 0 | 0 | 0 | 0 |  | 0 | 0 | 0 | 9858.0628 | 0 | FP units
b) Annual costs g | 17 | 1 | 17 | 0 | 0 | 0 | 0 | 0 |  | 0 | #DIV/0! | 0 | 0 | 0 | EG units
C. Create Information | See 3.B | [13 empty] | 9858.0628
D. Gather Information | See 3.E
E. Report Preparation |  |  | 0 |  | 0 | 0 | 0 | 0
1) Notification of initial performance test h
a) Pollutants, fugitive ash emissions | 2 | 1 | 2 | 0 | 0 | 0 | 0 | 0 |  | 0 | 0 | 0 | 0 | 0
b) Fugitive Ash Emissions | 1 | 1 | 1 | 0 | 0 | 0 | 0 | 0 |  | 0 | 0 | 0 | 0 | 0
2) Notification of initial CMS Demonstration h | 2 | 1 | 2 | 0 | 0 | 0 | 0 | 0 |  | 0 | 0 | 0 | 0 | 0
3) Report of initial performance test h
a) Pollutants, fugitive ash emissions | 40 | 1 | 40 | 0 | 0 | 0 | 0 | 0 |  | 0 | 7.5 | 0 | 0 | 0
b) Fugitive Ash Emissions | 8 | 1 | 8 | 0 | 0 | 0 | 0 | 0 |  | 0 | 0 | 0 | 0 | 0
4) Report of initial CMS demonstration h | See 3.B.5
5) Report prior to construction (includes siting analysis) h | 160 | 1 | 160 | 0 | 0 | 0 | 0 | 0 |  | 0 | 0 | 0 | 0 | 0
6) Report prior to initial start-up h, i
a) Without site specific parameter petition | 6 | 1 | 6 | 0 | 0 | 0 | 0 | 0 |  | 0 | 0 | 0 | 0 | 0
b) With site specific parameter petition | 14 | 1 | 14 | 0 | 0 | 0 | 0 | 0 |  | 0 | 0 | 0 | 0 | 0
7) Report of initial stack test h | See 3.B.1
8) Report established values for site-specific operating parameters h | See 3.B | 1 | 0 | 0 | 0 | 0 | 0 | 0 |  | 0 | 0 | 0 | 0 | 0
9) Waste management plan h | 160 | 1 | 160 | 0 | 0 | 0 | 0 | 0 |  | 0 | 0 | 0 | 0 | 0
10 Report results of annual performance test e a) Units subject to Federal Plan | 30 | 1 | 30 | 1 | 30 | 1.5 | 3 | 4087.2 | FP Units | 0 | 7.5 | 0 | 7.5 | 1
b) Units subject to State Plan | 30 | 1 | 30 | 0 | 0 | 0 | 0 | 0 | EG units | 0 | 7.5 | 0 | 0 | 0
11) Status report for operators that are off-site for more than 2 weeks j a) Units subject to Federal Plan | 8 | 1 | 8 | 0.1 | 0.8 | 0.04 | 0.08 | 108.992 | FP Units | 0 | 0 | 0 | 0 | 0.1
b) Units subject to State Plan | 8 | 1 | 8 | 0 | 0 | 0 | 0 | 0 | EG units | 0 | 0 | 0 | 0 | 0
12) Corrective action summary for operators that are off-site for more than 2 weeks j a) Units subject to Federal Plan | 8 | 2 | 16 | 0.1 | 1.6 | 0.08 | 0.16 | 217.984 | FP Units | 0 | 0 | 0 | 0 | 0.2
b) Units subject to State Plan | 8 | 2 | 16 | 0 | 0 | 0 | 0 | 0 | EG units | 0 | 0 | 0 | 0 | 0
13) Semiannual report of emissions/parameter exceedances k a) Units subject to Federal Plan | 24 | 1 | 24 | 0.1 | 2.4 | 0.12 | 0.24 | 326.976 | FP Units | 0 | 7.5 | 0 | 0.75 | 0.1
b) Units subject to State Plan | 24 | 1 | 24 | 0 | 0 | 0 | 0 | 0 | EG units | 0 | 7.5 | 0 | 0 | 0 | Total responses | FP responses | EG responses | qa
Subtotal for Reporting Requirements |  |  |  |  | 64.17 |  |  | 7602.192 | [6 empty] | 1.4 | 1.4 | 0 | 1.4
4. Recordkeeping Requirements | [14 empty] | Total reporting | FP reporting | EG reporting
A. Familiarization with Rule Requirements | See 3.A | [13 empty] | 64.17 | 64.17 | 0 | 64.17
B. Plan Activities | N/A
C. Implement Activities | N/A
D. Develop Record System | N/A
E. Record Information
1) Records of operating parameters | See 3.B.5.b | 52 | 0 | 0 | 0 | 0 | 0 | 0 |  | 0 | 0 | 0 | 0 | 0
2) Records of periods for which minimum amount of data on operating parameters were not obtained l | 0.5 | 52 | 26 | 0 | 0 | 0 | 0 | 0 |  | 0 | 0 | 0 | 0 | 0
3) Records of malfunction of the unit l | 1.5 | 1 | 1.5 | 0 | 0 | 0 | 0 | 0 |  | 0 | 0 | 0 | 0 | 0
4) Records of exceedances of the operating parameters k a) Units subject to Federal Plan | 1.5 | 1 | 1.5 | 0.1 | 0.15 | 0.0075 | 0.015 | 20.436 | FP Units | 0 | 0 | 0 | 0 | 0
b) Units subject to State Plan | 1.5 | 1 | 1.5 | 0 | 0 | 0 | 0 | 0 | EG units | 0 | 0 | 0 | 0 | 0
5) Records of stack tests | See 3.E
6) Records of siting analysis | See 3.E
7) Records of persons who have reviewed operating procedures a) Facilities subject to Federal Plan | 1 | 1 | 1 | 1 | 1 | 0.05 | 0.1 | 136.24 | FP Units | 0 | 0 | 0 | 0 | 0
b) Facilities subject to State Plan | 1 | 1 | 1 | 0 | 0 | 0 | 0 | 0 | EG units | 0 | 0 | 0 | 0 | 0
8) Records of persons who have completed operator training a) Facilities subject to Federal Plan | 1 | 1 | 1 | 1 | 1 | 0.05 | 0.1 | 136.24 | FP Units | 0 | 0 | 0 | 0 | 0
b) Facilities subject to State Plan | 1 | 1 | 1 | 0 | 0 | 0 | 0 | 0 | EG units | 0 | 0 | 0 | 0 | 0
9) Records of persons whe meet operator qualification criteria a) Facilities subject to Federal Plan | 1 | 1 | 1 | 1 | 1 | 0.05 | 0.1 | 136.24 | FP Units | 0 | 0 | 0 | 0 | 0
b) Facilities subject to State Plan | 1 | 1 | 1 | 0 | 0 | 0 | 0 | 0 | EG units
10) Records of monitoring device calibration | See 3.B
11) Records of site-specific documentation a) Facilities subject to Federal Plan | 24 | 1 | 24 | 1 | 24 | 1.2 | 2.4 | 3269.76 | FP Units | 0 | 0 | 0 | 0 | 0
b) Facilities subject to State Plan | 24 | 1 | 24 | 0 | 0 | 0 | 0 | 0 | EG units | 0 | 0 | 0 | 0 | 0
F. Personnel Training | See 3.B
G. Time for Audits | N/A | [13 empty] | Total records | FP records | EG records
Subtotal for Recordkeeping Requirements |  |  |  |  | 31.2225 |  |  | 3698.916 | [6 empty] | 31.2225 | 31.2225 | 0 | 31.2225
Total Labor Burden and Costs (rounded) m |  |  |  |  | 95.3925 |  |  | 11000 | [6 empty] | Total hours | FP hours | EG hours
Total Capital and O&M Cost (rounded) m | [7 empty] | 100000 |  |  |  |  | 100000 |  |  | 95.3925 | 0 | 95.3925
GRAND TOTAL (rounded) m | [7 empty] | 110000 |  |  |  | FP O&M | EG O&M |  |  | FP costs | EG costs
[12 empty] | 96398.0628 | 0 |  |  | 11301.108 | 0 | 11301.108
Assumptions
a We assume an average of 76 CISWI units at 102 existing respondents per year over the next three years. No new units or respondents are anticipated over the next three years. This consists of 27 incinerator units located at 22 facilities, 22 energy recovery units - solids located at 13 facilities, 1 small, remote incinerator located at 1 facility, 6 energy recovery units - liquids located at 4 facilities, 23 waste burning kilns located at 13 facilities, and 23 air curtain incinerators located at 23 facilities. Of these, 13 incinerator units located at 9 facilities, 1 energy recovery unit-solids located at 1 facility, 1 small remote incinerator located at 1 facility, 2 energy recovery unit-liquids located at 1 facility, 6 waste burning kilns located at 5 facilities, and 23 air curtain incinerators located at 23 facilities are subject to the Federal Plan. There are 14 incinerators at 13 facilities, 21 energy recovery units-solid at 12 facilities, 4 energy recovery units-liquids located at 3 facilities, and 17 waste burning kilns located at 8 facilities subject to State Plans.
b This ICR uses the following labor rates: $130.28 (technical), $163.17 (managerial), and $65.71 (clerical). These rates are from the United States Department of Labor, Bureau of Labor Statistics, September 2022, “Table 2. Civilian workers, by occupational and industry group.” The rates are from column 1, “Total compensation.” They have been increased by 110 percent to account for the benefit packages available to those employed by private industry.
c We assume that each respondent will re-familiarize with the requirements each year.
d Initial stack testing is performed when a new unit is completed or upon initial compliance with the Federal Plan. No new units are expected over the next three years. Operating parameters are established during the initial stack test for a unit.
e Annual stack testing is performed each year. Labor costs are accounted in the Reporting section. Testing costs are due to contractor labor and are accounted for in Capital and O&M Cost section.
f These operator qualification requirements and compliance costs are associated with the startup of a new unit or upon initial compliance with a state plan or the Federal Plan. We assume that all state plan facilities have completed initial monitoring requirements.
g The refresher course and annual review requirements occur each year. CEMS maintenance is performed each year. Annual reporting costs for the CEMS are calculated under the operation and maintenance (O&M) cost section.
h These notifications, reports, and waste management plan are generally required for newly constructed units. No new units are expected over the next three year. We anticipate that initial performance tests and waste management plans will be submitted upon initial compliance with the Federal Plan.
i We assume that one-third of the facilities will petition for site-specific parameters.
j We assume that 10 percent of the CISWI units at facilities would not have a qualified operator available for more than two weeks at least once a year. We also assume that this required only two corrective action summaries.
k We assume that 10 percent of the CISWI units at facilities would have one exceedance during the year. The rule requires the semiannual report be submitted only in the event of an exceedance. Therefore, only 1 semiannual report is submitted for each emissions/parameter exceedance.
l The standards apply at all times under this regulation. Therefore, no periods of unobtained data or malfunction periods are expected.
m Totals have been rounded to 3 significant figures. Figures may not add exactly due to rounding.

## Table 1g_ERU-Liquid-Yr1
Table 1g- Annual Respondent Burden and Cost - Emissions Guidelines and Federal Plan Requirements for Existing Stationary Sources: Commercial and Industrial Solid Waste Incineration Units (40 CFR Part 60, Subpart DDDD and 40 CFR 62, Subpart IIIa) (Final Rule) - Energy Recovery Units (Liquid/Gas)
Testing, Operation, and Maintenance Costs
Burden item | (A) Person hours per occurrence | (B) No. of occurrences per respondent per year | (C) Person hours per respondent per year (C = A x B) | (D) Respondents per year a | (E) Technical person- hours per year (E = C x D) | (F) Management person hours per year (E x 0.05) | (G) Clerical person hours per year (E x 0.1) | (H) Total Cost Per year b |  | Emission Testing Contractor Hours Per Occurrence | Non-Labor Costs Per Occurrence | Emission Testing Contractor Hours Per Year | Total Non-Labor Costs Per Year | Total Responses Per Year
1. Applications | N/A |  | 0 | 55 |  |  |  | 0
2. Surveys and Studies | N/A |  | 0 | 4 | 0 | 0 | 0 | 0
3. Reporting Requirements |  |  | 0 |  | 0 | 0 | 0 | 0
A. Familiarization with Rule Requirements c
1) Facilities subject to Federal Plan | 16 | 1 | 16 | 1 | 16 | 0.8 | 1.6 | 2179.84 | FP facilities | 0 | 0 | 0 | 0 | 0
2) Facilities subject to State Plan | 1 | 1 | 1 | 3 | 3 | 0.15 | 0.3 | 408.72 | EG facilities | 0 | 0 | 0 | 0 | 0
B. Required Activities |  |  |  |  | 0 | 0 | 0
1) Initial stack test and report (PM, dioxins/furans, opacity, HCl, Cd, Pb, Hg, CO, NOx, and SO2 (as required)) d | See 3.E. | [8 empty] | varies | 86540 | 0 | 173080 | 0 | FP units
2) Annual stack test and test report (PM, dioxins/furans, opacity, HCl, Cd, Pb, Hg, CO, NOx, and SO2 (as required)) e | See 3.E.10 | [8 empty] | 1081.75 | 86540 | 0 | 346160 | 0 | EG units
3) Operator training and qualification | [14 empty] | 519240
a) Establish and teach operator qualification course f | 64 | 1 | 64 | 1 | 64 | 3.2 | 6.4 | 8719.36 | FP facilities | 0 | 0 | 0 | 0 | 0
b) Obtain operator qualification f | 72 | 1 | 72 | 1 | 72 | 3.6 | 7.2 | 9809.28 | FP facilities | 0 | 0 | 0 | 0 | 0
c) Annual refresher course g | 12 | 1 | 12 | 3 | 36 | 1.8 | 3.6 | 4904.64 | EG facilities |  | 0 | 0 | 0 | 0
d) Initial review of site-specific information | See 3.B.3.a.
e) Annual review of site-specific information g | 8 | 1 | 8 | 3 | 24 | 1.2 | 2.4 | 3269.76 | EG facilities | 0 | 0 | 0 | 0 | 0
4) Establish operating parameters (maximum and minimum) d | 40 | 1 | 40 | 1 | 40 | 2 | 4 | 5449.6 | FP facilities | Included in B.1. | 0 | 0 | 0 | 1
5) Continuous parameter monitoring (including CEMS)
a) Initial costs f | 17 | 1 | 17 | 0 | 0 | 0 | 0 | 0 |  | 0 | 1550 | 0 | 3100 | 0 | FP units
b) Annual costs g | 17 | 1 | 17 | 0 | 0 | 0 | 0 | 0 |  | 0 | 18925 | 0 | 75700 | 0 | EG units
C. Create Information | See 3.B | [13 empty] | 78800
D. Gather Information | See 3.E
E. Report Preparation |  |  | 0 |  | 0 | 0 | 0 | 0
1) Notification of initial performance test h
a) Pollutants, fugitive ash emissions | 2 | 1 | 2 | 2 | 4 | 0.2 | 0.4 | 544.96 | FP units | 0 | 0 | 0 | 0 | 2
b) Fugitive Ash Emissions | 1 | 1 | 1 | 2 | 2 | 0.1 | 0.2 | 272.48 | FP units | 0 | 0 | 0 | 0 | 2
2) Notification of initial CMS Demonstration h | 2 | 1 | 2 | 0 | 0 | 0 | 0 | 0 |  | 0 | 0 | 0 | 0 | 0
3) Report of initial performance test h
a) Pollutants, fugitive ash emissions | 40 | 1 | 40 | 2 | 80 | 4 | 8 | 10899.2 | FP units | 0 | 7.5 | 0 | 15 | 2
b) Fugitive Ash Emissions | 8 | 1 | 8 | 2 | 16 | 0.8 | 1.6 | 2179.84 | FP units | 0 | 0 | 0 | 0 | 2
4) Report of initial CMS demonstration h | See 3.B.5
5) Report prior to construction (includes siting analysis) h | 160 | 1 | 160 | 0 | 0 | 0 | 0 | 0 |  | 0 | 0 | 0 | 0 | 0
6) Report prior to initial start-up h, i
a) Without site specific parameter petition | 6 | 1 | 6 | 0 | 0 | 0 | 0 | 0 |  | 0 | 0 | 0 | 0 | 0
b) With site specific parameter petition | 14 | 1 | 14 | 0 | 0 | 0 | 0 | 0 |  | 0 | 0 | 0 | 0 | 0
7) Report of initial stack test h | See 3.B.1
8) Report established values for site-specific operating parameters h | See 3.B | 1 | 0 | 0 | 0 | 0 | 0 | 0 |  | 0 | 0 | 0 | 0 | 0
9) Waste management plan h | 160 | 1 | 160 | 1 | 160 | 8 | 16 | 21798.4 | FP facilities | 0 | 0 | 0 | 0 | 1
10) Report of results of annual performance test e | 30 | 1 | 30 | 4 | 120 | 6 | 12 | 16348.8 | EG units | 0 | 7.5 | 0 | 30 | 4
11) Status report for operators that are off-site for more than 2 weeks j a) Units subject to Federal Plan | 8 | 1 | 8 | 0.2 | 1.6 | 0.08 | 0.16 | 217.984 | FP Units | 0 | 0 | 0 | 0 | 0.2
b) Units subject to State Plan | 8 | 1 | 8 | 0.4 | 3.2 | 0.16 | 0.32 | 435.968 | EG units | 0 | 0 | 0 | 0 | 0.4
12) Corrective action summary for operators that are off-site for more than 2 weeks j a) Units subject to Federal Plan | 8 | 2 | 16 | 0.2 | 3.2 | 0.16 | 0.32 | 435.968 | FP Units | 0 | 0 | 0 | 0 | 0.4
b) Units subject to State Plan | 8 | 2 | 16 | 0.4 | 6.4 | 0.32 | 0.64 | 871.936 | EG units | 0 | 0 | 0 | 0 | 0.8
13) Semiannual report of emissions/parameter exceedances k a) Units subject to Federal Plan | 24 | 1 | 24 | 0.2 | 4.8 | 0.24 | 0.48 | 653.952 | FP Units | 0 | 7.5 | 0 | 1.5 | 0.2
b) Units subject to State Plan | 24 | 1 | 24 | 0.4 | 9.6 | 0.48 | 0.96 | 1307.904 | EG units | 0 | 7.5 | 0 | 3 | 0.4 | Total responses | FP responses | EG responses | qa
Subtotal for Reporting Requirements |  |  |  |  | 765.67 |  |  | 90708.592 | [6 empty] | 15.4 | 9.8 | 5.6 | 15.4
4. Recordkeeping Requirements | [14 empty] | Total reporting | FP reporting | EG reporting
A. Familiarization with Rule Requirements | See 3.A | [13 empty] | 765.67 | 533.14 | 232.53 | 765.67
B. Plan Activities | N/A
C. Implement Activities | N/A
D. Develop Record System | N/A
E. Record Information
1) Records of operating parameters | See 3.B.5.b | 52 | 0 | 0 | 0 | 0 | 0 | 0 |  | 0 | 0 | 0 | 0 | 0
2) Records of periods for which minimum amount of data on operating parameters were not obtained l | 0.5 | 52 | 26 | 0 | 0 | 0 | 0 | 0 |  | 0 | 0 | 0 | 0 | 0
3) Records of malfunction of the unit l | 1.5 | 1 | 1.5 | 0 | 0 | 0 | 0 | 0 |  | 0 | 0 | 0 | 0 | 0
4) Records of exceedances of the operating parameters k a) Units subject to Federal Plan | 1.5 | 1 | 1.5 | 0.2 | 0.3 | 0.015 | 0.03 | 40.872 | FP Units | 0 | 0 | 0 | 0 | 0
b) Units subject to State Plan | 1.5 | 1 | 1.5 | 0.4 | 0.6 | 0.03 | 0.06 | 81.744 | EG units | 0 | 0 | 0 | 0 | 0
5) Records of stack tests | See 3.E
6) Records of siting analysis | See 3.E
7) Records of persons who have reviewed operating procedures a) Facilities subject to Federal Plan | 1 | 1 | 1 | 1 | 1 | 0.05 | 0.1 | 136.24 | FP Units | 0 | 0 | 0 | 0 | 0
b) Facilities subject to State Plan | 1 | 1 | 1 | 3 | 3 | 0.15 | 0.3 | 408.72 | EG units | 0 | 0 | 0 | 0 | 0
8) Records of persons who have completed operator training a) Facilities subject to Federal Plan | 1 | 1 | 1 | 1 | 1 | 0.05 | 0.1 | 136.24 | FP Units | 0 | 0 | 0 | 0 | 0
b) Facilities subject to State Plan | 1 | 1 | 1 | 3 | 3 | 0.15 | 0.3 | 408.72 | EG units | 0 | 0 | 0 | 0 | 0
9) Records of persons whe meet operator qualification criteria a) Facilities subject to Federal Plan | 1 | 1 | 1 | 1 | 1 | 0.05 | 0.1 | 136.24 | FP Units | 0 | 0 | 0 | 0 | 0
b) Facilities subject to State Plan | 1 | 1 | 1 | 3 | 3 | 0.15 | 0.3 | 408.72 | EG units | 0 | 0 | 0 | 0 | 0
10) Records of monitoring device calibration | See 3.B
11) Records of site-specific documentation a) Facilities subject to Federal Plan | 24 | 1 | 24 | 1 | 24 | 1.2 | 2.4 | 3269.76 | FP Units | 0 | 0 | 0 | 0 | 0
b) Facilities subject to State Plan | 24 | 1 | 24 | 3 | 72 | 3.6 | 7.2 | 9809.28 | EG units | 0 | 0 | 0 | 0 | 0
F. Personnel Training | See 3.B
G. Time for Audits | N/A | [13 empty] | Total records | FP records | EG records
Subtotal for Recordkeeping Requirements |  |  |  |  | 125.235 |  |  | 14836.536 | [6 empty] | 125.235 | 31.395 | 93.84 | 125.235
Total Labor Burden and Costs (rounded) m |  |  |  |  | 890.905 |  |  | 105500 | [6 empty] | Total hours | FP hours | EG hours
Total Capital and O&M Cost (rounded) m | [7 empty] | 598000 |  |  |  |  | 598000 |  |  | 564.535 | 326.37 | 890.905
GRAND TOTAL (rounded) m | [7 empty] | 704000 |  |  |  | FP O&M | EG O&M |  |  | FP costs | EG costs
[12 empty] | 176180 | 421860 |  |  | 66880.216 | 38664.912 | 105545.128
Assumptions
a We assume an average of 76 CISWI units at 102 existing respondents per year over the next three years. No new units or respondents are anticipated over the next three years. This consists of 27 incinerator units located at 22 facilities, 22 energy recovery units - solids located at 13 facilities, 1 small, remote incinerator located at 1 facility, 6 energy recovery units - liquids located at 4 facilities, 23 waste burning kilns located at 13 facilities, and 23 air curtain incinerators located at 23 facilities. Of these, 13 incinerator units located at 9 facilities, 1 energy recovery unit-solids located at 1 facility, 1 small remote incinerator located at 1 facility, 2 energy recovery unit-liquids located at 1 facility, 6 waste burning kilns located at 5 facilities, and 23 air curtain incinerators located at 23 facilities are subject to the Federal Plan. There are 14 incinerators at 13 facilities, 21 energy recovery units-solid at 12 facilities, 4 energy recovery units-liquids located at 3 facilities, and 17 waste burning kilns located at 8 facilities subject to State Plans.
b This ICR uses the following labor rates: $130.28 (technical), $163.17 (managerial), and $65.71 (clerical). These rates are from the United States Department of Labor, Bureau of Labor Statistics, September 2022, “Table 2. Civilian workers, by occupational and industry group.” The rates are from column 1, “Total compensation.” They have been increased by 110 percent to account for the benefit packages available to those employed by private industry.
c We assume that each respondent will re-familiarize with the requirements each year.
d Initial stack testing is performed when a new unit is completed or upon initial compliance with the Federal Plan. No new units are expected over the next three years. Operating parameters are established during the initial stack test for a unit.
e Annual stack testing is performed each year. Labor costs are accounted in the Reporting section. Testing costs are due to contractor labor and are accounted for in Capital and O&M Cost section.
f These operator qualification requirements and compliance costs are associated with the startup of a new unit or upon initial compliance with a state plan or the Federal Plan. We assume that all state plan facilities have completed initial monitoring requirements.
g The refresher course and annual review requirements occur each year. CEMS maintenance is performed each year. Annual reporting costs for the CEMS are calculated under the operation and maintenance (O&M) cost section.
h These notifications, reports, and waste management plan are generally required for newly constructed units. No new units are expected over the next three year. We anticipate that initial performance tests and waste management plans will be submitted upon initial compliance with the Federal Plan.
i We assume that one-third of the facilities will petition for site-specific parameters.
j We assume that 10 percent of the CISWI units at facilities would not have a qualified operator available for more than two weeks at least once a year. We also assume that this required only two corrective action summaries.
k We assume that 10 percent of the CISWI units at facilities would have one exceedance during the year. The rule requires the semiannual report be submitted only in the event of an exceedance. Therefore, only 1 semiannual report is submitted for each emissions/parameter exceedance.
l The standards apply at all times under this regulation. Therefore, no periods of unobtained data or malfunction periods are expected.
m Totals have been rounded to 3 significant figures. Figures may not add exactly due to rounding.

## COSTTAB_Cement Kilns Yr 1 (hidden)
Table 5.A - Annual Respondent Burden and Cost of Recordkeeping and Reporting Requirements for the Emissions Guidelines | [17 empty] | 75
for Existing Stationary Sources: Commercial and Industrial Solid Waste Incineration Units - Subpart DDDD - Year 1, Waste-burning Kilns
| = | # pulping lines |  | (A) | Emission |  | (B) | (C) | (D) | (E) | (F) | (G) | (H)
| = | # bleaching lines |  | Respondent | Testing | Non-Labor | Number of | Hours | Number of | Technical | Management | Clerical | Emission | Total | Total | Total | Footnotes
| = | # mills total |  | Hours per | Contractor | Costs | Occurrences | Per | Respondents | Hours | Hours | Hours | Testing | Labor Costs | Non-Labor | Responses
| = | # mills with bleaching lines |  | Occurrence | Hours | Per | Per | Respondent | Per Year (a) | Per Year | Per Year | Per Year | Contractor | Per Year | Costs | Per Year
|  |  |  | (Technical | Per | Occurrence | Respondent | Per Year |  |  |  |  | Hours Per | (b) | Per Year
Burden Item |  |  |  | hours) | Occurrence |  | Per Year | (C=A x B) |  | (CXD) | (E x 0.05) | (E x 0.1) | Year
1. | Applications |  |  | Not applicable |  |  |  | 0 | 55 |  |  |  |  | 0
2. | Surveys and Studies |  |  | Not applicable |  |  |  | 0 | 4 | 0 | 0 | 0 |  | 0
3. | Reporting Requirements | [6 empty] | 0 |  | 0 | 0 | 0 |  | 0
| A. | Read and Understand Rule Requirements |  | 1 | 0 | 100 | 1 | 1 | 5 | 5 | 0.25 | 0.5 | 0 | 681.2 | 500 | 5 | c,d,l
| B. | Required Activities | [7 empty] | 0 | 0 | 0
|  | 1) Initial stack test and report (PM, dioxins/furans, |  | Included in E. | varies | 63933.3333 | 1 | 0 | 6 | 0 | 0 | 0 | 799.1667 | 0 | 383600 | 6 | c
opacity, HCl, Cd, Pb, Hg, CO, NOx, and SO2 (as required))
|  | 2) Annual stack test and test report (PM, HCl, Opacity, and Fugitive Ash) |  | Included in E. | 803.4167 | 64273.3333 | 1 | 0 | 0 | 0 | 0 | 0 | 0 | 0 | 0 | 0 | e
|  | 3) | Operator training and qualification
|  |  | a) Establish and teach operator qualification course | 64 | 0 | 0 | 1 | 64 | 5 | 320 | 16 | 32 | 0 | 43596.8 | 0 | 5 | c
|  |  | b) Obtain operator qualification | 72 | 0 | 0 | 1 | 72 | 5 | 360 | 18 | 36 | 0 | 49046.4 | 0 | 5 | c
|  |  | c) Annual refresher course | 12 |  | 0 | 1 | 12 | 0 | 0 | 0 | 0 | 0 | 0 | 0 | 0 | e
|  |  | d) Initial review of site-specific information | Included in a.
|  |  | e) Annual review of site-specific information | 8 | 0 | 0 | 1 | 8 | 0 | 0 | 0 | 0 | 0 | 0 | 0 | 0 | e
|  | 4) Establish operating parameters (maximum and minimum) |  | 40 | Included in B.1. | 0 | 1 | 40 | 6 | 240 | 12 | 24 | 0 | 32697.6 | 0 | 6 | c
5) Continuous parameter monitoring (including CEMS)
|  |  | a) Initial costs | 17 | 0 | 82066.6667 | 1 | 17 | 6 | 102 | 5.1 | 10.2 | 0 | 13896.48 | 492400 | 6 | c,f
|  |  | b) Annual costs | 17 | 0 | 176333.7975 | 1 | 17 | 6 | 102 | 5.1 | 10.2 | 0 | 13896.48 | 1058002.7852 | 6 | e,g
| C. | Create Information |  | Included in 3.B
| D. | Gather Information |  | Included in 3.E
| E. | Report Preparation | [5 empty] | 0 |  | 0 | 0 | 0 |  | 0
1) Notification of initial performance test
|  |  | a) Pollutants, fugitive ash emissions | 2 | 0 | 0 | 1 | 2 | 6 | 12 | 0.6 | 1.2 | 0 | 1634.88 | 0 | 6
|  |  | b) Fugitive Ash Emissions | 1 | 0 | 0 | 1 | 1 | 6 | 6 | 0.3 | 0.6 | 0 | 817.44 | 0 | 6
|  | 2) Notification of initial CMS Demonstration |  | 2 | 0 | 0 | 1 | 2 | 5 | 10 | 0.5 | 1 | 0 | 1362.4 | 0 | 5
3) Report of initial performance test
|  |  | a) Pollutants, fugitive ash emissions | 8 | 0 | 7.5 | 1 | 8 | 6 | 48 | 2.4 | 4.8 | 0 | 6539.52 | 45 | 6
|  |  | b) Fugitive Ash Emissions | 2 | 0 | 0 | 1 | 2 | 6 | 12 | 0.6 | 1.2 | 0 | 1634.88 | 0 | 6
|  | 4) Report of initial CMS demonstration |  | Included in 3.B.5
1 |  | 5) Report prior to construction (includes siting analysis) |  | 160 | 0 | 0 | 1 | 160 | 5 | 800 | 40 | 80 | 0 | 108992 | 0 | 5 | c
1 |  | 6) Report prior to initial start-up
|  |  | a) Without site specific parameter petition | 6 | 0 | 0 | 1 | 6 | 3 | 18 | 0.9 | 1.8 | 0 | 2452.32 | 0 | 3 | c,h
|  |  | b) With site specific parameter petition | 14 | 0 | 0 | 1 | 14 | 2 | 28 | 1.4 | 2.8 | 0 | 3814.72 | 0 | 2 | c,h
0.1 |  | 7) Report of initial stack test |  | Included in 3.B.1
1 |  | 8) Report established values for site-specific operating parameters |  | Included in 3.B | 0 | 0 | 1 | 0 | 0 | 0 | 0 | 0 | 0 | 0 | 0 | 0 | c
|  | 9) Waste management plan |  | 160 | 0 | 0 | 1 | 160 | 5 | 800 | 40 | 80 | 0 | 108992 | 0 | 5 | c
10) Annual Report:
|  |  | a) Results of performance tests conducted during the year | 40 | 0 | 7.5 | 1 | 40 | 0 | 0 | 0 | 0 | 0 | 0 | 0 | 0
|  | 11) Status report for operators that are off-site for more than 2 weeks |  | 8 | 0 | 0 | 1 | 8 | 1 | 8 | 0.4 | 0.8 | 0 | 1089.92 | 0 | 1 | i
12) Corrective action summary for operators that are off-site for more
0.2 |  |  | than 2 weeks | 8 | 0 | 0 | 2 | 16 | 1 | 16 | 0.8 | 1.6 | 0 | 2179.84 | 0 | 2 | i
|  | 13) Semiannual report of emissions/parameter exceedances |  | 24 | 0 | 7.5 | 1 | 24 | 1 | 24 | 1.2 | 2.4 | 0 | 3269.76 | 7.5 | 1 | j
| F. | Affirmative Defense Claim |  | 30 | 0 | 0 | 0 | 0 | 0 | 0 | 0 | 0 | 0 | 0 | 0 | 0 | m
ReportingSubtotal | [9 empty] | 2911 | 145.55 | 291.1 | 799.1667 | 396594.64 | 1934555.2852 | 87
4. Recordkeeping Requirements
| A. Read Instructions |  |  | Inculded in 3.A
1 | B. Plan Activities |  |  | Not applicable
| C. Implement Activities |  |  | Not applicable
| D. Develop Record System |  |  | Not applicable
E. Record Information
|  | 1) Records of operating parameters |  | Included in 3.B.5.b | 0 | 0 | 52 | 0 | 0 | 0 | 0 | 0 | 0 | 0 | 0 | 0
2) Records of periods for which minimum amount of data on operating
|  | parameters were not obtained |  | 0.5 | 0 | 0 | 52 | 26 | 0 | 0 | 0 | 0 | 0 | 0 | 0 | 0 | k
|  | 3) Records of malfunction of the unit |  | 1.5 | 0 | 0 | 1 | 1.5 | 0 | 0 | 0 | 0 | 0 | 0 | 0 | 0 | k
|  | 4) Records of exceedances of the operating parameters |  | 1.5 | 0 | 0 | 1 | 1.5 | 1 | 1.5 | 0.075 | 0.15 | 0 | 204.36 | 0 | 1 | j
|  | 5) Records of stack tests |  | Included in 3.E
|  | 6) Records of siting analysis |  | Included in 3.E
|  | 7) Records of persons who have reviewed operating procedures |  | 1 | 0 | 0 | 1 | 1 | 0 | 0 | 0 | 0 | 0 | 0 | 0 | 0
|  | 8) Records of persons who have completed operator training |  | 1 | 0 | 0 | 1 | 1 | 0 | 0 | 0 | 0 | 0 | 0 | 0 | 0
|  | 9) Records of persons whe meet operator qualification criteria |  | 1 | 0 | 0 | 1 | 1 | 0 | 0 | 0 | 0 | 0 | 0 | 0 | 0
|  | 10) Records of monitoring device calibration |  | Included in 3.B
|  | 11) Records of site-specific documentation |  | 24 | 0 | 0 | 1 | 24 | 0 | 0 | 0 | 0 | 0 | 0 | 0 | 0
| F. Personnel Training |  |  | Included in 3.B
| G. Time for Audits |  |  | Not applicable
Recordkeeping Subtotal | [9 empty] | 1.5 | 0.075 | 0.15 | 0 | 204.36 | 0 | 1
TOTAL: | [9 empty] | 2912.5 | 145.625 | 291.25 | 799.1667 | 396799 | 1934555.2852 | 88
[11 empty] | Total Hours | Labor | Non-Labor | Total
[8 empty] | Summary of Respondent Burden |  |  | 3349.375 | 396799 | 1934555.2852 | 2331354.2852
[8 empty] | Annualized Capital and Startup |  |  |  |  | 876500 | 876500
[8 empty] | O & M Summary |  |  |  |  | 1058002.7852 | 1058002.7852
FOOTNOTES
a | Based on the total number of existing units expected to continue operating once the guidelines become effective.
b | Costs are based on the following hourly rates: technical at $34.60, management at $82.23, clerical at $22.32, and testing contractor at $80.
c | One-time only costs.
d | Cost incurred by a facility regardless of the number of affected units at the plant.
e | Annual cost. Annual costs are not incurred until the second year of operation.
f | Based on the sum of the annualized capital costs for each monitoring system required for incinerators.
g | Based on the sum of the calculated annual cost for each monitoring system required for incinerators.
h | Assumed that one-third of the facilities will petition for site-specific parameters.
i | Assumed that 10 percent of the facilities would not have a qualified operator available for more than two weeks at least once a year. Assumed that this required only two corrective action summaries.
j | Assumed that 10 percent of the facilities would have an exceedance during the year.
k | Standards apply at all times under the newly proposed regulation. Therefore no periods of unobtained data or malfunction periods are expected.
l | Assumed $100 for puchase of filing cabinet to house copy of rule, records and report copies.
m | Assumed no affirmative defense claims would be filed in the first three years after promulgation. If a source were to meet the notification, reporting, and recordkeeping requirements of affirmative defense, it would be approximately 30 hours or around $3,100 in labor burden.

## COSTTAB_Cement Kilns Yr 2 (hidden)
Table 5.B - Annual Respondent Burden and Cost of Recordkeeping and Reporting Requirements for the Emissions Guidelines | [17 empty] | 75
for Existing Stationary Sources: Commercial and Industrial Solid Waste Incineration Units - Subpart DDDD - Year 2, Waste-burning Kilns
| = | # pulping lines |  | (A) | Emission |  | (B) | (C) | (D) | (E) | (F) | (G) | (H)
| = | # bleaching lines |  | Respondent | Testing | Non-Labor | Number of | Hours | Number of | Technical | Management | Clerical | Emission | Total | Total | Total | Footnotes
| = | # mills total |  | Hours per | Contractor | Costs | Occurrences | Per | Respondents | Hours | Hours | Hours | Testing | Labor Costs | Non-Labor | Responses
| = | # mills with bleaching lines |  | Occurrence | Hours | Per | Per | Respondent | Per Year (a) | Per Year | Per Year | Per Year | Contractor | Per Year | Costs | Per Year
|  |  |  | (Technical | Per | Occurrence | Respondent | Per Year |  | @$34.60 | @$82.23 | @$22.32 | Hours Per | (b) | Per Year
Burden Item |  |  |  | hours) | Occurrence |  | Per Year | (C=A x B) |  | (CXD) | (E x 0.05) | (E x 0.1) | Year @$80
1. | Applications |  |  | Not applicable |  |  |  | 0 | 55 |  |  |  |  | 0
2. | Surveys and Studies |  |  | Not applicable |  |  |  | 0 | 4 | 0 | 0 | 0 |  | 0
3. | Reporting Requirements | [6 empty] | 0 |  | 0 | 0 | 0 |  | 0
| A. | Read and Understand Rule Requirements |  | 1 | 0 | 0 | 1 | 1 | 0 | 0 | 0 | 0 | 0 | 0 | 0 | 0 | c,d,l
| B. | Required Activities | [7 empty] | 0 | 0 | 0
|  | 1) Initial stack test and report (PM, dioxins/furans, |  | Included in E. | varies | 63933.3333 | 1 | 0 | 0 | 0 | 0 | 0 | 799.1667 | 0 | 0 | 0 | c
opacity, HCl, Cd, Pb, Hg, CO, NOx, and SO2 (as required))
|  | 2) Annual stack test and test report (PM, HCl, Opacity, and Fugitive Ash) |  | Included in E. | 803.4167 | 64273.3333 | 1 | 0 | 6 | 0 | 0 | 0 | 4820.5 | 0 | 385640 | 6 | e
|  | 3) | Operator training and qualification
|  |  | a) Establish and teach operator qualification course | 64 | 0 | 0 | 1 | 64 | 0 | 0 | 0 | 0 | 0 | 0 | 0 | 0 | c
|  |  | b) Obtain operator qualification | 72 | 0 | 0 | 1 | 72 | 0 | 0 | 0 | 0 | 0 | 0 | 0 | 0 | c
|  |  | c) Annual refresher course | 12 |  | 0 | 1 | 12 | 5 | 60 | 3 | 6 | 0 | 8174.4 | 0 | 5 | e
|  |  | d) Initial review of site-specific information | Included in a.
|  |  | e) Annual review of site-specific information | 8 | 0 | 0 | 1 | 8 | 5 | 40 | 2 | 4 | 0 | 5449.6 | 0 | 5 | e
|  | 4) Establish operating parameters (maximum and minimum) |  | 40 | Included in B.1. | 0 | 1 | 40 | 0 | 0 | 0 | 0 | 0 | 0 | 0 | 0 | c
5) Continuous parameter monitoring (including CEMS)
|  |  | a) Initial costs | 17 | 0 | 0 | 1 | 17 | 0 | 0 | 0 | 0 | 0 | 0 | 492400 | 0 | c,f
|  |  | b) Annual costs | 17 | 0 | 176333.7975 | 1 | 17 | 0 | 0 | 0 | 0 | 0 | 0 | 1058002.7852 | 0 | e,g
| C. | Create Information |  | Included in 3.B
| D. | Gather Information |  | Included in 3.E
| E. | Report Preparation | [5 empty] | 0 |  | 0 | 0 | 0 |  | 0
1) Notification of initial performance test
|  |  | a) Pollutants, fugitive ash emissions | 2 | 0 | 0 | 1 | 2 | 0 | 0 | 0 | 0 | 0 | 0 | 0 | 0
|  |  | b) Fugitive Ash Emissions | 1 | 0 | 0 | 1 | 1 | 0 | 0 | 0 | 0 | 0 | 0 | 0 | 0
|  | 2) Notification of initial CMS Demonstration |  | 2 | 0 | 0 | 1 | 2 | 0 | 0 | 0 | 0 | 0 | 0 | 0 | 0
3) Report of initial performance test
|  |  | a) Pollutants, fugitive ash emissions | 8 | 0 | 7.5 | 1 | 8 | 0 | 0 | 0 | 0 | 0 | 0 | 0 | 0
|  |  | b) Fugitive Ash Emissions | 2 | 0 | 0 | 1 | 2 | 0 | 0 | 0 | 0 | 0 | 0 | 0 | 0
|  | 4) Report of initial CMS demonstration |  | Included in 3.B.5
1 |  | 5) Report prior to construction (includes siting analysis) |  | 160 | 0 | 0 | 1 | 160 | 0 | 0 | 0 | 0 | 0 | 0 | 0 | 0 | c
1 |  | 6) Report prior to initial start-up
|  |  | a) Without site specific parameter petition | 6 | 0 | 0 | 1 | 6 | 0 | 0 | 0 | 0 | 0 | 0 | 0 | 0 | c,h
|  |  | b) With site specific parameter petition | 14 | 0 | 0 | 1 | 14 | 0 | 0 | 0 | 0 | 0 | 0 | 0 | 0 | c,h
0.1 |  | 7) Report of initial stack test |  | Included in 3.B.1
1 |  | 8) Report established values for site-specific operating parameters |  | Included in 3.B | 0 | 0 | 1 | 0 | 0 | 0 | 0 | 0 | 0 | 0 | 0 | 0 | c
|  | 9) Waste management plan |  | 160 | 0 | 0 | 1 | 160 | 0 | 0 | 0 | 0 | 0 | 0 | 0 | 0 | c
10) Annual Report:
|  |  | a) Results of performance tests conducted during the year | 40 | 0 | 7.5 | 1 | 40 | 6 | 240 | 12 | 24 | 0 | 32697.6 | 45 | 6
|  | 11) Status report for operators that are off-site for more than 2 weeks |  | 8 | 0 | 0 | 1 | 8 | 1 | 8 | 0.4 | 0.8 | 0 | 1089.92 | 0 | 1 | i
12) Corrective action summary for operators that are off-site for more
0.2 |  |  | than 2 weeks | 8 | 0 | 0 | 2 | 16 | 1 | 16 | 0.8 | 1.6 | 0 | 2179.84 | 0 | 2 | i
|  | 13) Semiannual report of emissions/parameter exceedances |  | 24 | 0 | 7.5 | 1 | 24 | 1 | 24 | 1.2 | 2.4 | 0 | 3269.76 | 7.5 | 1 | j
| F. | Affirmative Defense Claim |  | 30 | 0 | 0 | 0 | 0 | 0 | 0 | 0 | 0 | 0 | 0 | 0 | 0 | m
ReportingSubtotal | [9 empty] | 388 | 19.4 | 38.8 | 5619.6667 | 52861.12 | 1936095.2852 | 26
4. Recordkeeping Requirements
| A. Read Instructions |  |  | Inculded in 3.A
1 | B. Plan Activities |  |  | Not applicable
| C. Implement Activities |  |  | Not applicable
| D. Develop Record System |  |  | Not applicable
E. Record Information
|  | 1) Records of operating parameters |  | Included in 3.B.5.b | 0 | 0 | 52 | 0 | 0 | 0 | 0 | 0 | 0 | 0 | 0 | 0
2) Records of periods for which minimum amount of data on operating
|  | parameters were not obtained |  | 0.5 | 0 | 0 | 52 | 26 | 0 | 0 | 0 | 0 | 0 | 0 | 0 | 0 | k
|  | 3) Records of malfunction of the unit |  | 1.5 | 0 | 0 | 1 | 1.5 | 0 | 0 | 0 | 0 | 0 | 0 | 0 | 0 | k
|  | 4) Records of exceedances of the operating parameters |  | 1.5 | 0 | 0 | 1 | 1.5 | 1 | 1.5 | 0.075 | 0.15 | 0 | 204.36 | 0 | 1 | j
|  | 5) Records of stack tests |  | Included in 3.E
|  | 6) Records of siting analysis |  | Included in 3.E
|  | 7) Records of persons who have reviewed operating procedures |  | 1 | 0 | 0 | 1 | 1 | 5 | 5 | 0.25 | 0.5 | 0 | 681.2 | 0 | 5
|  | 8) Records of persons who have completed operator training |  | 1 | 0 | 0 | 1 | 1 | 5 | 5 | 0.25 | 0.5 | 0 | 681.2 | 0 | 5
|  | 9) Records of persons whe meet operator qualification criteria |  | 1 | 0 | 0 | 1 | 1 | 5 | 5 | 0.25 | 0.5 | 0 | 681.2 | 0 | 5
|  | 10) Records of monitoring device calibration |  | Included in 3.B
|  | 11) Records of site-specific documentation |  | 24 | 0 | 0 | 1 | 24 | 5 | 120 | 6 | 12 | 0 | 16348.8 | 0 | 5
| F. Personnel Training |  |  | Included in 3.B
| G. Time for Audits |  |  | Not applicable
Recordkeeping Subtotal | [9 empty] | 136.5 | 6.825 | 13.65 | 0 | 18596.76 | 0 | 21
TOTAL: | [9 empty] | 524.5 | 26.225 | 52.45 | 5619.6667 | 71457.88 | 1936095.2852 | 47
[11 empty] | Total Hours | Labor | Non-Labor | Total
[8 empty] | Summary of Respondent Burden |  |  | 603.175 | 71457.88 | 1936095.2852 | 2007553.1652
[8 empty] | Annualized Capital and Startup |  |  |  |  | 492400 | 492400
[8 empty] | O & M Summary |  |  |  |  | 1058002.7852 | 1058002.7852
FOOTNOTES
a | Based on the total number of existing units expected to continue operating once the guidelines become effective.
b | Costs are based on the following hourly rates: technical at $34.60, management at $82.23, clerical at $22.32, and testing contractor at $80.
c | One-time only costs.
d | Cost incurred by a facility regardless of the number of affected units at the plant.
e | Annual cost. Annual costs are not incurred until the second year of operation.
f | Based on the sum of the annualized capital costs for each monitoring system required for incinerators.
g | Based on the sum of the calculated annual cost for each monitoring system required for incinerators.
h | Assumed that one-third of the facilities will petition for site-specific parameters.
i | Assumed that 10 percent of the facilities would not have a qualified operator available for more than two weeks at least once a year. Assumed that this required only two corrective action summaries.
j | Assumed that 10 percent of the facilities would have an exceedance during the year.
k | Standards apply at all times under the newly proposed regulation. Therefore no periods of unobtained data or malfunction periods are expected.
l | Assumed $100 for puchase of filing cabinet to house copy of rule, records and report copies.
m | Assumed no affirmative defense claims would be filed in the first three years after promulgation. If a source were to meet the notification, reporting, and recordkeeping requirements of affirmative defense, it would be approximately 30 hours or around $3,100 in labor burden.

## Table 1h_ERU-Liq-SubYr
Table 1h- Annual Respondent Burden and Cost - Emissions Guidelines and Federal Plan Requirements for Existing Stationary Sources: Commercial and Industrial Solid Waste Incineration Units (40 CFR Part 60, Subpart DDDD and 40 CFR 62, Subpart IIIa) (Final Rule) - Energy Recovery Units (Liquid/Gas)
Testing, Operation, and Maintenance Costs
Burden item | (A) Person hours per occurrence | (B) No. of occurrences per respondent per year | (C) Person hours per respondent per year (C = A x B) | (D) Respondents per year a | (E) Technical person- hours per year (E = C x D) | (F) Management person hours per year (E x 0.05) | (G) Clerical person hours per year (E x 0.1) | (H) Total Cost Per year b |  | Emission Testing Contractor Hours Per Occurrence | Non-Labor Costs Per Occurrence | Emission Testing Contractor Hours Per Year | Total Non-Labor Costs Per Year | Total Responses Per Year
1. Applications | N/A |  | 0 | 55 |  |  |  | 0
2. Surveys and Studies | N/A |  | 0 | 4 | 0 | 0 | 0 | 0
3. Reporting Requirements |  |  | 0 |  | 0 | 0 | 0 | 0
A. Familiarization with Rule Requirements c
1) Facilities subject to Federal Plan | 1 | 1 | 1 | 1 | 1 | 0.05 | 0.1 | 136.24 | FP facilities | 0 | 0 | 0 | 0 | 0
2) Facilities subject to State Plan | 1 | 1 | 1 | 3 | 3 | 0.15 | 0.3 | 408.72 | EG facilities | 0 | 0 | 0 | 0 | 0
B. Required Activities |  |  |  |  | 0 | 0 | 0
1) Initial stack test and report (PM, dioxins/furans, opacity, HCl, Cd, Pb, Hg, CO, NOx, and SO2 (as required)) d | See 3.E. | [8 empty] | varies | 86540 | 0 | 0 | 0
2) Annual stack test and test report (PM, dioxins/furans, opacity, HCl, Cd, Pb, Hg, CO, NOx, and SO2 (as required)) e a) Units subject to Federal Plan | See 3.E.10 | [8 empty] | 1081.75 | 86540 | 0 | 173080 | 0 | FP units
b) Units subject to State Plan | See 3.E.10 | [8 empty] | 1081.75 | 86540 | 0 | 346160 | 0 | EG units
3) Operator training and qualification | [14 empty] | 519240
a) Establish and teach operator qualification course f | 64 | 1 | 64 | 0 | 0 | 0 | 0 | 0 |  | 0 | 0 | 0 | 0 | 0
b) Obtain operator qualification f | 72 | 1 | 72 | 0 | 0 | 0 | 0 | 0 |  | 0 | 0 | 0 | 0 | 0
c) Annual refresher course g i. Facilities subject to Federal Plan | 12 | 1 | 12 | 1 | 12 | 0.6 | 1.2 | 1634.88 | FP facilities | 0 | 0 | 0 | 0 | 0
ii. Facilities subject to State Plan | 12 | 1 | 12 | 3 | 36 | 1.8 | 3.6 | 4904.64 | EG facilities | 0 | 0 | 0 | 0 | 0
d) Initial review of site-specific information | See 3.B.3.a.
e) Annual review of site-specific information g i. Facilities subject to Federal Plan | 8 | 1 | 8 | 1 | 8 | 0.4 | 0.8 | 1089.92 | FP facilities | 0 | 0 | 0 | 0 | 0
ii. Facilities subject to State Plan | 8 | 1 | 8 | 3 | 24 | 1.2 | 2.4 | 3269.76 | EG facilities | 0 | 0 | 0 | 0 | 0
4) Establish operating parameters (maximum and minimum) d | 40 | 1 | 40 | 0 | 0 | 0 | 0 | 0 |  | Included in B.1. | 0 | 0 | 0 | 0
5) Continuous parameter monitoring (including CEMS)
a) Initial costs f | 17 | 1 | 17 | 0 | 0 | 0 | 0 | 0 |  | 0 | 37850 | 0 | 3100 | 0 | FP units
b) Annual costs g | 17 | 1 | 17 | 0 | 0 | 0 | 0 | 0 |  | 0 | 18925 | 0 | 75700 | 0 | EG units
C. Create Information | See 3.B | [13 empty] | 78800
D. Gather Information | See 3.E
E. Report Preparation |  |  | 0 |  | 0 | 0 | 0 | 0
1) Notification of initial performance test h
a) Pollutants, fugitive ash emissions | 2 | 1 | 2 | 0 | 0 | 0 | 0 | 0 |  | 0 | 0 | 0 | 0 | 0
b) Fugitive Ash Emissions | 1 | 1 | 1 | 0 | 0 | 0 | 0 | 0 |  | 0 | 0 | 0 | 0 | 0
2) Notification of initial CMS Demonstration h | 2 | 1 | 2 | 0 | 0 | 0 | 0 | 0 |  | 0 | 0 | 0 | 0 | 0
3) Report of initial performance test h
a) Pollutants, fugitive ash emissions | 40 | 1 | 40 | 0 | 0 | 0 | 0 | 0 |  | 0 | 7.5 | 0 | 0 | 0
b) Fugitive Ash Emissions | 8 | 1 | 8 | 0 | 0 | 0 | 0 | 0 |  | 0 | 0 | 0 | 0 | 0
4) Report of initial CMS demonstration h | See 3.B.5
5) Report prior to construction (includes siting analysis) h | 160 | 1 | 160 | 0 | 0 | 0 | 0 | 0 |  | 0 | 0 | 0 | 0 | 0
6) Report prior to initial start-up h, i
a) Without site specific parameter petition | 6 | 1 | 6 | 0 | 0 | 0 | 0 | 0 |  | 0 | 0 | 0 | 0 | 0
b) With site specific parameter petition | 14 | 1 | 14 | 0 | 0 | 0 | 0 | 0 |  | 0 | 0 | 0 | 0 | 0
7) Report of initial stack test h | See 3.B.1
8) Report established values for site-specific operating parameters h | See 3.B | 1 | 0 | 0 | 0 | 0 | 0 | 0 |  | 0 | 0 | 0 | 0 | 0
9) Waste management plan h | 160 | 1 | 160 | 0 | 0 | 0 | 0 | 0 |  | 0 | 0 | 0 | 0 | 0
10 Report results of annual performance test e a) Units subject to Federal Plan | 30 | 1 | 30 | 2 | 60 | 3 | 6 | 8174.4 | FP Units | 0 | 7.5 | 0 | 15 | 2
b) Units subject to State Plan | 30 | 1 | 30 | 4 | 120 | 6 | 12 | 16348.8 | EG units | 0 | 7.5 | 0 | 30 | 4
11) Status report for operators that are off-site for more than 2 weeks j a) Units subject to Federal Plan | 8 | 1 | 8 | 0.2 | 1.6 | 0.08 | 0.16 | 217.984 | FP Units | 0 | 0 | 0 | 0 | 0.2
b) Units subject to State Plan | 8 | 1 | 8 | 0.4 | 3.2 | 0.16 | 0.32 | 435.968 | EG units | 0 | 0 | 0 | 0 | 0.4
12) Corrective action summary for operators that are off-site for more than 2 weeks j a) Units subject to Federal Plan | 8 | 2 | 16 | 0.2 | 3.2 | 0.16 | 0.32 | 435.968 | FP Units | 0 | 0 | 0 | 0 | 0.4
b) Units subject to State Plan | 8 | 2 | 16 | 0.4 | 6.4 | 0.32 | 0.64 | 871.936 | EG units | 0 | 0 | 0 | 0 | 0.8
13) Semiannual report of emissions/parameter exceedances k a) Units subject to Federal Plan | 24 | 1 | 24 | 0.2 | 4.8 | 0.24 | 0.48 | 653.952 | FP Units | 0 | 7.5 | 0 | 1.5 | 0.2
b) Units subject to State Plan | 24 | 1 | 24 | 0.4 | 9.6 | 0.48 | 0.96 | 1307.904 | EG units | 0 | 7.5 | 0 | 3 | 0.4 | Total responses | FP responses | EG responses | qa
Subtotal for Reporting Requirements |  |  |  |  | 336.72 |  |  | 39891.072 | [6 empty] | 8.4 | 2.8 | 5.6 | 8.4
4. Recordkeeping Requirements | [14 empty] | Total reporting | FP reporting | EG reporting
A. Familiarization with Rule Requirements | See 3.A | [13 empty] | 336.72 | 104.19 | 232.53 | 336.72
B. Plan Activities | N/A
C. Implement Activities | N/A
D. Develop Record System | N/A
E. Record Information
1) Records of operating parameters | See 3.B.5.b | 52 | 0 | 0 | 0 | 0 | 0 | 0 |  | 0 | 0 | 0 | 0 | 0
2) Records of periods for which minimum amount of data on operating parameters were not obtained l | 0.5 | 52 | 26 | 0 | 0 | 0 | 0 | 0 |  | 0 | 0 | 0 | 0 | 0
3) Records of malfunction of the unit l | 1.5 | 1 | 1.5 | 0 | 0 | 0 | 0 | 0 |  | 0 | 0 | 0 | 0 | 0
4) Records of exceedances of the operating parameters k a) Units subject to Federal Plan | 1.5 | 1 | 1.5 | 0.2 | 0.3 | 0.015 | 0.03 | 40.872 | FP Units | 0 | 0 | 0 | 0 | 0
b) Units subject to State Plan | 1.5 | 1 | 1.5 | 0.4 | 0.6 | 0.03 | 0.06 | 81.744 | EG units | 0 | 0 | 0 | 0 | 0
5) Records of stack tests | See 3.E
6) Records of siting analysis | See 3.E
7) Records of persons who have reviewed operating procedures a) Facilities subject to Federal Plan | 1 | 1 | 1 | 1 | 1 | 0.05 | 0.1 | 136.24 | FP Units | 0 | 0 | 0 | 0 | 0
b) Facilities subject to State Plan | 1 | 1 | 1 | 3 | 3 | 0.15 | 0.3 | 408.72 | EG units | 0 | 0 | 0 | 0 | 0
8) Records of persons who have completed operator training a) Facilities subject to Federal Plan | 1 | 1 | 1 | 1 | 1 | 0.05 | 0.1 | 136.24 | FP Units | 0 | 0 | 0 | 0 | 0
b) Facilities subject to State Plan | 1 | 1 | 1 | 3 | 3 | 0.15 | 0.3 | 408.72 | EG units | 0 | 0 | 0 | 0 | 0
9) Records of persons whe meet operator qualification criteria a) Facilities subject to Federal Plan | 1 | 1 | 1 | 1 | 1 | 0.05 | 0.1 | 136.24 | FP Units | 0 | 0 | 0 | 0 | 0
b) Facilities subject to State Plan | 1 | 1 | 1 | 3 | 3 | 0.15 | 0.3 | 408.72 | EG units | 0 | 0 | 0 | 0 | 0
10) Records of monitoring device calibration | See 3.B
11) Records of site-specific documentation a) Facilities subject to Federal Plan | 24 | 1 | 24 | 1 | 24 | 1.2 | 2.4 | 3269.76 | FP Units | 0 | 0 | 0 | 0 | 0
b) Facilities subject to State Plan | 24 | 1 | 24 | 3 | 72 | 3.6 | 7.2 | 9809.28 | EG units
F. Personnel Training | See 3.B
G. Time for Audits | N/A | [13 empty] | Total records | FP records | EG records
Subtotal for Recordkeeping Requirements |  |  |  |  | 125.235 |  |  | 14836.536 | [6 empty] | 125.235 | 31.395 | 93.84 | 125.235
Total Labor Burden and Costs (rounded) m |  |  |  |  | 461.955 |  |  | 54700 | [6 empty] | Total hours | FP hours | EG hours
Total Capital and O&M Cost (rounded) m | [7 empty] | 598000 |  |  |  |  | 598000 |  |  | 135.585 | 326.37 | 461.955
GRAND TOTAL (rounded) m | [7 empty] | 653000 |  |  |  | FP O&M | EG O&M |  |  | FP costs | EG costs
[12 empty] | 176180 | 421860 |  |  | 16062.696 | 38664.912 | 54727.608
Assumptions
a We assume an average of 76 CISWI units at 102 existing respondents per year over the next three years. No new units or respondents are anticipated over the next three years. This consists of 27 incinerator units located at 22 facilities, 22 energy recovery units - solids located at 13 facilities, 1 small, remote incinerator located at 1 facility, 6 energy recovery units - liquids located at 4 facilities, 23 waste burning kilns located at 13 facilities, and 23 air curtain incinerators located at 23 facilities. Of these, 13 incinerator units located at 9 facilities, 1 energy recovery unit-solids located at 1 facility, 1 small remote incinerator located at 1 facility, 2 energy recovery unit-liquids located at 1 facility, 6 waste burning kilns located at 5 facilities, and 23 air curtain incinerators located at 23 facilities are subject to the Federal Plan. There are 14 incinerators at 13 facilities, 21 energy recovery units-solid at 12 facilities, 4 energy recovery units-liquids located at 3 facilities, and 17 waste burning kilns located at 8 facilities subject to State Plans.
b This ICR uses the following labor rates: $130.28 (technical), $163.17 (managerial), and $65.71 (clerical). These rates are from the United States Department of Labor, Bureau of Labor Statistics, September 2022, “Table 2. Civilian workers, by occupational and industry group.” The rates are from column 1, “Total compensation.” They have been increased by 110 percent to account for the benefit packages available to those employed by private industry.
c We assume that each respondent will re-familiarize with the requirements each year.
d Initial stack testing is performed when a new unit is completed or upon initial compliance with the Federal Plan. No new units are expected over the next three years. Operating parameters are established during the initial stack test for a unit.
e Annual stack testing is performed each year. Labor costs are accounted in the Reporting section. Testing costs are due to contractor labor and are accounted for in Capital and O&M Cost section.
f These operator qualification requirements and compliance costs are associated with the startup of a new unit or upon initial compliance with a state plan or the Federal Plan. We assume that all state plan facilities have completed initial monitoring requirements.
g The refresher course and annual review requirements occur each year. CEMS maintenance is performed each year. Annual reporting costs for the CEMS are calculated under the operation and maintenance (O&M) cost section.
h These notifications, reports, and waste management plan are generally required for newly constructed units. No new units are expected over the next three year. We anticipate that initial performance tests and waste management plans will be submitted upon initial compliance with the Federal Plan.
i We assume that one-third of the facilities will petition for site-specific parameters.
j We assume that 10 percent of the CISWI units at facilities would not have a qualified operator available for more than two weeks at least once a year. We also assume that this required only two corrective action summaries.
k We assume that 10 percent of the CISWI units at facilities would have one exceedance during the year. The rule requires the semiannual report be submitted only in the event of an exceedance. Therefore, only 1 semiannual report is submitted for each emissions/parameter exceedance.
l The standards apply at all times under this regulation. Therefore, no periods of unobtained data or malfunction periods are expected.
m Totals have been rounded to 3 significant figures. Figures may not add exactly due to rounding.

## EPACOST Year 1 (hidden)
Table 7 - Annual Federal Government Burden and Cost of Recordkeeping and Reporting Requirements for the Emission Guidelines for Existing Stationary Sources: Commercial and Industrial Solid Waste Incineration Units - Subpart DDDD - Year 1
|  |  |  | (A) |  | (B) | (C) | (D) | (E) | (F)
Burden Item |  |  |  | Number of Occurrences Per Year |  | EPA Hours Per Occurrence | Tech Hours Per Year (C=AxB) | Management Hours Per Year (D=Cx0.05) | Clerical Hours Per Year (E=Cx0.1) | EPA Cost Per Year (a,b)
1. | Applications |  |  | not applicable
2. | Read and Understand Rule Requirements |  |  | 1 | c | 16 | 16 | 0.8 | 1.6 | 1266.168
3. | Required Activities
| A. | Observe initial stack tests
0.08 | 0.9 | (PM, dioxins/furans, opacity, HCl, Cd, Pb, Hg, CO, NOx, and SO2) |  | 4.6 | c,d | 48 | 220.8 | 11.04 | 22.08 | 17473.1184
0.01 | B. | Excess emissions -- Enforcement Activities |  | 2.3 | f | 24 | 55.2 | 2.76 | 5.52 | 4368.2796
| C. | Create Information |  | not applicable
| D. | Gather Information |  | not applicable
| E. | Report Reviews
1 |  | 1) | Review waste managemant plan and siting analysis | 17 | c | 8 | 136 | 6.8 | 13.6 | 10762.428
|  | 2) | Review report submitted prior to initial startup | 8 | c | 2 | 16 | 0.8 | 1.6 | 1266.168
0.01 |  | 3) | Review initial stack test report | 23 | c | 40 | 920 | 46 | 92 | 72804.66
|  | 4) | Review annual compliance report | 0 | e | 8 | 0 | 0 | 0 | 0
|  | 5) | Review semi-annual excess emission and parameter exceedance report | 4.9 | f | 16 | 78.4 | 3.92 | 7.84 | 6204.2232
|  | 6) | Review status reports and corrective action summary for operators off-site | 9.8 | g | 4 | 39.2 | 1.96 | 3.92 | 3102.1116
| F. | Prepare annual summary report |  | 1 |  | 200 | 200 | 10 | 20 | 15827.1
5. | Travel expenses: (1 person * 30 hours per year / 8 hours per day * $75 per diem) + ($600 per round trip) = |  |  |  |  | 881.25 | per trip |  |  | 4053.75
| TOTAL | [5 empty] | 1681.6 | 84.08 | 168.16 | 137128.0068
FOOTNOTES
a | Costs are based on the following hourly rates (loaded with 60% for fringe and overhead): technical at $52.37, management at $86.56, clerical at $29.52.
b | Figures may not add exactly due to rounding.
c | One-time only costs.
d | Assumes EPA personnel attend 20 percent of the initial stack tests.
e | Burden not incurred until second year of operation onward.
f | Assume that 10 percent of the facilities have an exceedance during the year.
g | Assumed that 10 percent of the facilities would not have a qualified operator for more than two weeks at least once a year. Assumed that 1 status report and 2 corrective action summaries are submitted.

## EPACOST Year 2 (hidden)
Table 8 - Annual Federal Government Burden and Cost of Recordkeeping and Reporting Requirements for the Emission Guidelines for Existing Stationary Sources: Commercial and Industrial Solid Waste Incineration Units - Subpart DDDD - Year 2
|  |  |  | (A) |  | (B) | (C) | (D) | (E) | (F)
Burden Item |  |  |  | Number of Occurrences Per Year |  | EPA Hours Per Occurrence | Tech Hours Per Year (C=AxB) | Management Hours Per Year (D=Cx0.05) | Clerical Hours Per Year (E=Cx0.1) | EPA Cost Per Year (a,b)
1. | Applications |  |  | not applicable
2. | Read and Understand Rule Requirements |  |  | 0 | c | 16 | 0 | 0 | 0 | 0
3. | Required Activities
| A. |  | Observe initial stack tests
0.08 | 0.9 |  | (PM, dioxins/furans, opacity, HCl, Cd, Pb, Hg, CO, NOx, and SO2) | 0 | c,d | 48 | 0 | 0 | 0 | 0
0.01 | B. |  | Excess emissions -- Enforcement Activities | 2.3 | f | 24 | 55.2 | 2.76 | 5.52 | 4368.2796
| C. |  | Create Information | not applicable
| D. |  | Gather Information | not applicable
| E. |  | Report Reviews
1 |  | 1) | Review waste managemant plan and siting analysis | 0 | c | 8 | 0 | 0 | 0 | 0
|  | 2) | Review report submitted prior to initial startup | 0 | c | 2 | 0 | 0 | 0 | 0
0.01 |  | 3) | Review initial stack test report | 0 | c | 40 | 0 | 0 | 0 | 0
|  | 4) | Review annual compliance report | 23 | e | 8 | 184 | 9.2 | 18.4 | 14560.932
|  | 5) | Review semi-annual excess emission and parameter exceedance report | 4.9 | f | 16 | 78.4 | 3.92 | 7.84 | 6204.2232
|  | 6) | Review status reports and corrective action summary for operators off-site | 9.8 | g | 4 | 39.2 | 1.96 | 3.92 | 3102.1116
| F. |  | Prepare annual summary report | 1 |  | 200 | 200 | 10 | 20 | 15827.1
5. | Travel expenses: (1 person * 30 hours per year / 8 hours per day * $75 per diem) + ($600 per round trip) = | [5 empty] | per trip |  |  | 0
| TOTAL | [5 empty] | 556.8 | 27.84 | 55.68 | 44062.6464
FOOTNOTES
a | Costs are based on the following hourly rates (loaded with 60% for fringe and overhead): technical at $52.37, management at $86.56, clerical at $29.52.
b | Figures may not add exactly due to rounding.
c | One-time only costs.
d | Assumes EPA personnel attend 20 percent of the initial stack tests.
e | Burden not incurred until second year of operation onward.
f | Assume that 10 percent of the facilities have an exceedance during the year.
g | Assumed that 10 percent of the facilities would not have a qualified operator for more than two weeks at least once a year. Assumed that 1 status report and 2 corrective action summaries are submitted.

## Table 1i_ Kilns-Yr1
Table 1i- Annual Respondent Burden and Cost - Emissions Guidelines and Federal Plan Requirements for Existing Stationary Sources: Commercial and Industrial Solid Waste Incineration Units (40 CFR Part 60, Subpart DDDD and 40 CFR 62, Subpart IIIa) (Final Rule) - Waste-burning Kilns
Testing, Operation, and Maintenance Costs
Burden item | (A) Person hours per occurrence | (B) No. of occurrences per respondent per year | (C) Person hours per respondent per year (C = A x B) | (D) Respondents per year a | (E) Technical person- hours per year (E = C x D) | (F) Management person hours per year (E x 0.05) | (G) Clerical person hours per year (E x 0.1) | (H) Total Cost Per year b |  | Emission Testing Contractor Hours Per Occurrence | Non-Labor Costs Per Occurrence | Emission Testing Contractor Hours Per Year | Total Non-Labor Costs Per Year | Total Responses Per Year
1. Applications | N/A |  | 0 | 55 |  |  |  | 0
2. Surveys and Studies | N/A |  | 0 | 4 | 0 | 0 | 0 | 0
3. Reporting Requirements |  |  | 0 |  | 0 | 0 | 0 | 0
A. Familiarization with Rule Requirements c
1) Facilities subject to Federal Plan | 16 | 1 | 16 | 5 | 80 | 4 | 8 | 10899.2 | FP facilities | 0 | 0 | 0 | 0 | 0
2) Facilities subject to State Plan | 1 | 1 | 1 | 8 | 8 | 0.4 | 0.8 | 1089.92 | EG facilities | 0 | 0 | 0 | 0 | 0
B. Required Activities |  |  |  |  | 0 | 0 | 0
1) Initial stack test and report (PM, dioxins/furans, opacity, HCl, Cd, Pb, Hg, CO, NOx, and SO2 (as required)) d | See 3.E. | [8 empty] | varies | 64273.3333 | 0 | 385640 | 0 | FP units
2) Annual stack test and test report (PM, dioxins/furans, opacity, HCl, Cd, Pb, Hg, CO, NOx, and SO2 (as required)) e | See 3.E.10 | [8 empty] | 803.4167 | 64273.3333 | 0 | 1092646.6667 | 0 | EG units
3) Operator training and qualification | [14 empty] | 1478286.6667
a) Establish and teach operator qualification course f | 64 | 1 | 64 | 5 | 320 | 16 | 32 | 43596.8 | FP facilities | 0 | 0 | 0 | 0 | 0
b) Obtain operator qualification f | 72 | 1 | 72 | 5 | 360 | 18 | 36 | 49046.4 | FP facilities | 0 | 0 | 0 | 0 | 0
c) Annual refresher course g | 12 | 1 | 12 | 8 | 96 | 4.8 | 9.6 | 13079.04 | EG facilities |  | 0 | 0 | 0 | 0
d) Initial review of site-specific information | See 3.B.3.a.
e) Annual review of site-specific information g | 8 | 1 | 8 | 8 | 64 | 3.2 | 6.4 | 8719.36 | EG facilities | 0 | 0 | 0 | 0 | 0
4) Establish operating parameters (maximum and minimum) d | 40 | 1 | 40 | 6 | 240 | 12 | 24 | 32697.6 | FP facilities | Included in B.1. | 0 | 0 | 0 | 6
5) Continuous parameter monitoring (including CEMS)
a) Initial costs f | 17 | 1 | 17 | 0 | 0 | 0 | 0 | 0 |  | 0 | 176333.7975 | 0 | 1058002.7852 | 0 | FP units
b) Annual costs g | 17 | 1 | 17 | 0 | 0 | 0 | 0 | 0 |  | 0 | 176157.2996 | 0 | 2994674.0938 | 0 | EG units
C. Create Information | See 3.B | [13 empty] | 4052676.879
D. Gather Information | See 3.E
E. Report Preparation |  |  | 0 |  | 0 | 0 | 0 | 0
1) Notification of initial performance test h
a) Pollutants, fugitive ash emissions | 2 | 1 | 2 | 6 | 12 | 0.6 | 1.2 | 1634.88 | FP units | 0 | 0 | 0 | 0 | 6
b) Fugitive Ash Emissions | 1 | 1 | 1 | 6 | 6 | 0.3 | 0.6 | 817.44 | FP units | 0 | 0 | 0 | 0 | 6
2) Notification of initial CMS Demonstration h | 2 | 1 | 2 | 0 | 0 | 0 | 0 | 0 |  | 0 | 0 | 0 | 0 | 0
3) Report of initial performance test h
a) Pollutants, fugitive ash emissions | 40 | 1 | 40 | 6 | 240 | 12 | 24 | 32697.6 | FP units | 0 | 7.5 | 0 | 45 | 6
b) Fugitive Ash Emissions | 8 | 1 | 8 | 6 | 48 | 2.4 | 4.8 | 6539.52 | FP units | 0 | 0 | 0 | 0 | 6
4) Report of initial CMS demonstration h | See 3.B.5
5) Report prior to construction (includes siting analysis) h | 160 | 1 | 160 | 0 | 0 | 0 | 0 | 0 |  | 0 | 0 | 0 | 0 | 0
6) Report prior to initial start-up h, i
a) Without site specific parameter petition | 6 | 1 | 6 | 0 | 0 | 0 | 0 | 0 |  | 0 | 0 | 0 | 0 | 0
b) With site specific parameter petition | 14 | 1 | 14 | 0 | 0 | 0 | 0 | 0 |  | 0 | 0 | 0 | 0 | 0
7) Report of initial stack test h | See 3.B.1
8) Report established values for site-specific operating parameters h | See 3.B | 1 | 0 | 0 | 0 | 0 | 0 | 0 |  | 0 | 0 | 0 | 0 | 0
9) Waste management plan h | 160 | 1 | 160 | 5 | 800 | 40 | 80 | 108992 | FP facilities | 0 | 0 | 0 | 0 | 5
10) Report of results of annual performance test e | 30 | 1 | 30 | 17 | 510 | 25.5 | 51 | 69482.4 | EG units | 0 | 7.5 | 0 | 127.5 | 17
11) Status report for operators that are off-site for more than 2 weeks j a) Units subject to Federal Plan | 8 | 1 | 8 | 0.6 | 4.8 | 0.24 | 0.48 | 653.952 | FP Units | 0 | 0 | 0 | 0 | 0.6
b) Units subject to State Plan | 8 | 1 | 8 | 1.7 | 13.6 | 0.68 | 1.36 | 1852.864 | EG units | 0 | 0 | 0 | 0 | 1.7
12) Corrective action summary for operators that are off-site for more than 2 weeks j a) Units subject to Federal Plan | 8 | 2 | 16 | 0.6 | 9.6 | 0.48 | 0.96 | 1307.904 | FP Units | 0 | 0 | 0 | 0 | 1.2
b) Units subject to State Plan | 8 | 2 | 16 | 1.7 | 27.2 | 1.36 | 2.72 | 3705.728 | EG units | 0 | 0 | 0 | 0 | 3.4
13) Semiannual report of emissions/parameter exceedances k a) Units subject to Federal Plan | 24 | 1 | 24 | 0.6 | 14.4 | 0.72 | 1.44 | 1961.856 | FP Units | 0 | 7.5 | 0 | 4.5 | 0.6
b) Units subject to State Plan | 24 | 1 | 24 | 1.7 | 40.8 | 2.04 | 4.08 | 5558.592 | EG units | 0 | 7.5 | 0 | 12.75 | 1.7 | Total responses | FP responses | EG responses | qa
Subtotal for Reporting Requirements |  |  |  |  | 3328.56 |  |  | 394333.056 | [6 empty] | 55.2 | 31.4 | 23.8 | 55.2
4. Recordkeeping Requirements | [14 empty] | Total reporting | FP reporting | EG reporting
A. Familiarization with Rule Requirements | See 3.A | [13 empty] | 3328.56 | 2455.02 | 873.54 | 3328.56
B. Plan Activities | N/A
C. Implement Activities | N/A
D. Develop Record System | N/A
E. Record Information
1) Records of operating parameters | See 3.B.5.b | 52 | 0 | 0 | 0 | 0 | 0 | 0 |  | 0 | 0 | 0 | 0 | 0
2) Records of periods for which minimum amount of data on operating parameters were not obtained l | 0.5 | 52 | 26 | 0 | 0 | 0 | 0 | 0 |  | 0 | 0 | 0 | 0 | 0
3) Records of malfunction of the unit l | 1.5 | 1 | 1.5 | 0 | 0 | 0 | 0 | 0 |  | 0 | 0 | 0 | 0 | 0
4) Records of exceedances of the operating parameters k a) Units subject to Federal Plan | 1.5 | 1 | 1.5 | 0.6 | 0.9 | 0.045 | 0.09 | 122.616 | FP Units | 0 | 0 | 0 | 0 | 0
b) Units subject to State Plan | 1.5 | 1 | 1.5 | 1.7 | 2.55 | 0.1275 | 0.255 | 347.412 | EG units | 0 | 0 | 0 | 0 | 0
5) Records of stack tests | See 3.E
6) Records of siting analysis | See 3.E
7) Records of persons who have reviewed operating procedures a) Facilities subject to Federal Plan | 1 | 1 | 1 | 5 | 5 | 0.25 | 0.5 | 681.2 | FP Units | 0 | 0 | 0 | 0 | 0
b) Facilities subject to State Plan | 1 | 1 | 1 | 8 | 8 | 0.4 | 0.8 | 1089.92 | EG units | 0 | 0 | 0 | 0 | 0
8) Records of persons who have completed operator training a) Facilities subject to Federal Plan | 1 | 1 | 1 | 5 | 5 | 0.25 | 0.5 | 681.2 | FP Units | 0 | 0 | 0 | 0 | 0
b) Facilities subject to State Plan | 1 | 1 | 1 | 8 | 8 | 0.4 | 0.8 | 1089.92 | EG units | 0 | 0 | 0 | 0 | 0
9) Records of persons whe meet operator qualification criteria a) Facilities subject to Federal Plan | 1 | 1 | 1 | 5 | 5 | 0.25 | 0.5 | 681.2 | FP Units | 0 | 0 | 0 | 0 | 0
b) Facilities subject to State Plan | 1 | 1 | 1 | 8 | 8 | 0.4 | 0.8 | 1089.92 | EG units | 0 | 0 | 0 | 0 | 0
10) Records of monitoring device calibration | See 3.B
11) Records of site-specific documentation a) Facilities subject to Federal Plan | 24 | 1 | 24 | 5 | 120 | 6 | 12 | 16348.8 | FP Units | 0 | 0 | 0 | 0 | 0
b) Facilities subject to State Plan | 24 | 1 | 24 | 8 | 192 | 9.6 | 19.2 | 26158.08 | EG units | 0 | 0 | 0 | 0 | 0
F. Personnel Training | See 3.B
G. Time for Audits | N/A | [13 empty] | Total records | FP records | EG records
Subtotal for Recordkeeping Requirements |  |  |  |  | 407.6175 |  |  | 48290.268 | [6 empty] | 407.6175 | 156.285 | 251.3325 | 407.6175
Total Labor Burden and Costs (rounded) m |  |  |  |  | 3736.1775 |  |  | 443000 | [6 empty] | Total hours | FP hours | EG hours
Total Capital and O&M Cost (rounded) m | [7 empty] | 5530000 |  |  |  |  | 5530000 |  |  | 2611.305 | 1124.8725 | 3736.1775
GRAND TOTAL (rounded) m | [7 empty] | 5970000 |  |  |  | FP O&M | EG O&M |  |  | FP costs | EG costs
[12 empty] | 1443642.7852 | 4087320.7605 |  |  | 309360.168 | 133263.156 | 442623.324
Assumptions
a We assume an average of 76 CISWI units at 102 existing respondents per year over the next three years. No new units or respondents are anticipated over the next three years. This consists of 27 incinerator units located at 22 facilities, 22 energy recovery units - solids located at 13 facilities, 1 small, remote incinerator located at 1 facility, 6 energy recovery units - liquids located at 4 facilities, 23 waste burning kilns located at 13 facilities, and 23 air curtain incinerators located at 23 facilities. Of these, 13 incinerator units located at 9 facilities, 1 energy recovery unit-solids located at 1 facility, 1 small remote incinerator located at 1 facility, 2 energy recovery unit-liquids located at 1 facility, 6 waste burning kilns located at 5 facilities, and 23 air curtain incinerators located at 23 facilities are subject to the Federal Plan. There are 14 incinerators at 13 facilities, 21 energy recovery units-solid at 12 facilities, 4 energy recovery units-liquids located at 3 facilities, and 17 waste burning kilns located at 8 facilities subject to State Plans.
b This ICR uses the following labor rates: $130.28 (technical), $163.17 (managerial), and $65.71 (clerical). These rates are from the United States Department of Labor, Bureau of Labor Statistics, September 2022, “Table 2. Civilian workers, by occupational and industry group.” The rates are from column 1, “Total compensation.” They have been increased by 110 percent to account for the benefit packages available to those employed by private industry.
c We assume that each respondent will re-familiarize with the requirements each year.
d Initial stack testing is performed when a new unit is completed or upon initial compliance with the Federal Plan. No new units are expected over the next three years. Operating parameters are established during the initial stack test for a unit.
e Annual stack testing is performed each year. Labor costs are accounted in the Reporting section. Testing costs are due to contractor labor and are accounted for in Capital and O&M Cost section.
f These operator qualification requirements and compliance costs are associated with the startup of a new unit or upon initial compliance with a state plan or the Federal Plan. We assume that all state plan facilities have completed initial monitoring requirements.
g The refresher course and annual review requirements occur each year. CEMS maintenance is performed each year. Annual reporting costs for the CEMS are calculated under the operation and maintenance (O&M) cost section.
h These notifications, reports, and waste management plan are generally required for newly constructed units. No new units are expected over the next three year. We anticipate that initial performance tests and waste management plans will be submitted upon initial compliance with the Federal Plan.
i We assume that one-third of the facilities will petition for site-specific parameters.
j We assume that 10 percent of the CISWI units at facilities would not have a qualified operator available for more than two weeks at least once a year. We also assume that this required only two corrective action summaries.
k We assume that 10 percent of the CISWI units at facilities would have one exceedance during the year. The rule requires the semiannual report be submitted only in the event of an exceedance. Therefore, only 1 semiannual report is submitted for each emissions/parameter exceedance.
l The standards apply at all times under this regulation. Therefore, no periods of unobtained data or malfunction periods are expected.
m Totals have been rounded to 3 significant figures. Figures may not add exactly due to rounding.

## Table 1j_ Kilns-SubYr
Table 1j- Annual Respondent Burden and Cost - Emissions Guidelines and Federal Plan Requirements for Existing Stationary Sources: Commercial and Industrial Solid Waste Incineration Units (40 CFR Part 60, Subpart DDDD and 40 CFR 62, Subpart IIIa) (Final Rule) - Waste-burning Kilns
Testing, Operation, and Maintenance Costs
Burden item | (A) Person hours per occurrence | (B) No. of occurrences per respondent per year | (C) Person hours per respondent per year (C = A x B) | (D) Respondents per year a | (E) Technical person- hours per year (E = C x D) | (F) Management person hours per year (E x 0.05) | (G) Clerical person hours per year (E x 0.1) | (H) Total Cost Per year b |  | Emission Testing Contractor Hours Per Occurrence | Non-Labor Costs Per Occurrence | Emission Testing Contractor Hours Per Year | Total Non-Labor Costs Per Year | Total Responses Per Year
1. Applications | N/A |  | 0 | 55 |  |  |  | 0
2. Surveys and Studies | N/A |  | 0 | 4 | 0 | 0 | 0 | 0
3. Reporting Requirements |  |  | 0 |  | 0 | 0 | 0 | 0
A. Familiarization with Rule Requirements c
1) Facilities subject to Federal Plan | 1 | 1 | 1 | 5 | 5 | 0.25 | 0.5 | 681.2 | FP facilities | 0 | 0 | 0 | 0 | 0
2) Facilities subject to State Plan | 1 | 1 | 1 | 8 | 8 | 0.4 | 0.8 | 1089.92 | EG facilities | 0 | 0 | 0 | 0 | 0
B. Required Activities |  |  |  |  | 0 | 0 | 0
1) Initial stack test and report (PM, dioxins/furans, opacity, HCl, Cd, Pb, Hg, CO, NOx, and SO2 (as required)) d | See 3.E. | [8 empty] | varies | 64273.3333 | 0 | 0 | 0
2) Annual stack test and test report (PM, dioxins/furans, opacity, HCl, Cd, Pb, Hg, CO, NOx, and SO2 (as required)) e a) Units subject to Federal Plan | See 3.E.10 | [8 empty] | 803.4167 | 64273.3333 | 0 | 385640 | 0 | FP units
b) Units subject to State Plan | See 3.E.10 | [8 empty] | 803.4167 | 64273.3333 | 0 | 1092646.6667 | 0 | EG units
3) Operator training and qualification
a) Establish and teach operator qualification course f | 64 | 1 | 64 | 0 | 0 | 0 | 0 | 0 |  | 0 | 0 | 0 | 0 | 0
b) Obtain operator qualification f | 72 | 1 | 72 | 0 | 0 | 0 | 0 | 0 |  | 0 | 0 | 0 | 0 | 0
c) Annual refresher course g i. Facilities subject to Federal Plan | 12 | 1 | 12 | 5 | 60 | 3 | 6 | 8174.4 | FP facilities | 0 | 0 | 0 | 0 | 0
ii. Facilities subject to State Plan | 12 | 1 | 12 | 8 | 96 | 4.8 | 9.6 | 13079.04 | EG facilities | 0 | 0 | 0 | 0 | 0
d) Initial review of site-specific information | See 3.B.3.a.
e) Annual review of site-specific information g i. Facilities subject to Federal Plan | 8 | 1 | 8 | 5 | 40 | 2 | 4 | 5449.6 | FP facilities | 0 | 0 | 0 | 0 | 0
ii. Facilities subject to State Plan | 8 | 1 | 8 | 8 | 64 | 3.2 | 6.4 | 8719.36 | EG facilities | 0 | 0 | 0 | 0 | 0
4) Establish operating parameters (maximum and minimum) d | 40 | 1 | 40 | 0 | 0 | 0 | 0 | 0 |  | Included in B.1. | 0 | 0 | 0 | 0
5) Continuous parameter monitoring (including CEMS)
a) Initial costs f | 17 | 1 | 17 | 0 | 0 | 0 | 0 | 0 |  | 0 | 176333.7975 | 0 | 1058002.7852 | 0 | FP units
b) Annual costs g | 17 | 1 | 17 | 0 | 0 | 0 | 0 | 0 |  | 0 | 176157.2996 | 0 | 2994674.0938 | 0 | EG units
C. Create Information | See 3.B | [13 empty] | 4052676.879
D. Gather Information | See 3.E
E. Report Preparation |  |  | 0 |  | 0 | 0 | 0 | 0
1) Notification of initial performance test h
a) Pollutants, fugitive ash emissions | 2 | 1 | 2 | 0 | 0 | 0 | 0 | 0 |  | 0 | 0 | 0 | 0 | 0
b) Fugitive Ash Emissions | 1 | 1 | 1 | 0 | 0 | 0 | 0 | 0 |  | 0 | 0 | 0 | 0 | 0
2) Notification of initial CMS Demonstration h | 2 | 1 | 2 | 0 | 0 | 0 | 0 | 0 |  | 0 | 0 | 0 | 0 | 0
3) Report of initial performance test h
a) Pollutants, fugitive ash emissions | 40 | 1 | 40 | 0 | 0 | 0 | 0 | 0 |  | 0 | 7.5 | 0 | 0 | 0
b) Fugitive Ash Emissions | 8 | 1 | 8 | 0 | 0 | 0 | 0 | 0 |  | 0 | 0 | 0 | 0 | 0
4) Report of initial CMS demonstration h | See 3.B.5
5) Report prior to construction (includes siting analysis) h | 160 | 1 | 160 | 0 | 0 | 0 | 0 | 0 |  | 0 | 0 | 0 | 0 | 0
6) Report prior to initial start-up h, i
a) Without site specific parameter petition | 6 | 1 | 6 | 0 | 0 | 0 | 0 | 0 |  | 0 | 0 | 0 | 0 | 0
b) With site specific parameter petition | 14 | 1 | 14 | 0 | 0 | 0 | 0 | 0 |  | 0 | 0 | 0 | 0 | 0
7) Report of initial stack test h | See 3.B.1
8) Report established values for site-specific operating parameters h | See 3.B | 1 | 0 | 0 | 0 | 0 | 0 | 0 |  | 0 | 0 | 0 | 0 | 0
9) Waste management plan h | 160 | 1 | 160 | 0 | 0 | 0 | 0 | 0 |  | 0 | 0 | 0 | 0 | 0
10 Report results of annual performance test e a) Units subject to Federal Plan | 30 | 1 | 30 | 6 | 180 | 9 | 18 | 24523.2 | FP Units | 0 | 7.5 | 0 | 45 | 6
b) Units subject to State Plan | 30 | 1 | 30 | 17 | 510 | 25.5 | 51 | 69482.4 | EG units | 0 | 7.5 | 0 | 127.5 | 17
11) Status report for operators that are off-site for more than 2 weeks j a) Units subject to Federal Plan | 8 | 1 | 8 | 0.6 | 4.8 | 0.24 | 0.48 | 653.952 | FP Units | 0 | 0 | 0 | 0 | 0.6
b) Units subject to State Plan | 8 | 1 | 8 | 1.7 | 13.6 | 0.68 | 1.36 | 1852.864 | EG units | 0 | 0 | 0 | 0 | 1.7
12) Corrective action summary for operators that are off-site for more than 2 weeks j a) Units subject to Federal Plan | 8 | 2 | 16 | 0.6 | 9.6 | 0.48 | 0.96 | 1307.904 | FP Units | 0 | 0 | 0 | 0 | 1.2
b) Units subject to State Plan | 8 | 2 | 16 | 1.7 | 27.2 | 1.36 | 2.72 | 3705.728 | EG units | 0 | 0 | 0 | 0 | 3.4
13) Semiannual report of emissions/parameter exceedances k a) Units subject to Federal Plan | 24 | 1 | 24 | 0.6 | 14.4 | 0.72 | 1.44 | 1961.856 | FP Units | 0 | 7.5 | 0 | 4.5 | 0.6
b) Units subject to State Plan | 24 | 1 | 24 | 1.7 | 40.8 | 2.04 | 4.08 | 5558.592 | EG units | 0 | 7.5 | 0 | 12.75 | 1.7 | Total responses | FP responses | EG responses | qa
Subtotal for Reporting Requirements |  |  |  |  | 1234.41 |  |  | 146240.016 | [6 empty] | 32.2 | 8.4 | 23.8 | 32.2
4. Recordkeeping Requirements | [14 empty] | Total reporting | FP reporting | EG reporting
A. Familiarization with Rule Requirements | See 3.A | [13 empty] | 1234.41 | 360.87 | 873.54 | 1234.41
B. Plan Activities | N/A
C. Implement Activities | N/A
D. Develop Record System | N/A
E. Record Information
1) Records of operating parameters | See 3.B.5.b | 52 | 0 | 0 | 0 | 0 | 0 | 0 |  | 0 | 0 | 0 | 0 | 0
2) Records of periods for which minimum amount of data on operating parameters were not obtained l | 0.5 | 52 | 26 | 0 | 0 | 0 | 0 | 0 |  | 0 | 0 | 0 | 0 | 0
3) Records of malfunction of the unit l | 1.5 | 1 | 1.5 | 0 | 0 | 0 | 0 | 0 |  | 0 | 0 | 0 | 0 | 0
4) Records of exceedances of the operating parameters k a) Units subject to Federal Plan | 1.5 | 1 | 1.5 | 0.6 | 0.9 | 0.045 | 0.09 | 122.616 | FP Units | 0 | 0 | 0 | 0 | 0
b) Units subject to State Plan | 1.5 | 1 | 1.5 | 1.7 | 2.55 | 0.1275 | 0.255 | 347.412 | EG units | 0 | 0 | 0 | 0 | 0
5) Records of stack tests | See 3.E
6) Records of siting analysis | See 3.E
7) Records of persons who have reviewed operating procedures a) Facilities subject to Federal Plan | 1 | 1 | 1 | 5 | 5 | 0.25 | 0.5 | 681.2 | FP Units | 0 | 0 | 0 | 0 | 0
b) Facilities subject to State Plan | 1 | 1 | 1 | 8 | 8 | 0.4 | 0.8 | 1089.92 | EG units | 0 | 0 | 0 | 0 | 0
8) Records of persons who have completed operator training a) Facilities subject to Federal Plan | 1 | 1 | 1 | 5 | 5 | 0.25 | 0.5 | 681.2 | FP Units | 0 | 0 | 0 | 0 | 0
b) Facilities subject to State Plan | 1 | 1 | 1 | 8 | 8 | 0.4 | 0.8 | 1089.92 | EG units | 0 | 0 | 0 | 0 | 0
9) Records of persons whe meet operator qualification criteria a) Facilities subject to Federal Plan | 1 | 1 | 1 | 5 | 5 | 0.25 | 0.5 | 681.2 | FP Units | 0 | 0 | 0 | 0 | 0
b) Facilities subject to State Plan | 1 | 1 | 1 | 8 | 8 | 0.4 | 0.8 | 1089.92 | EG units | 0 | 0 | 0 | 0 | 0
10) Records of monitoring device calibration | See 3.B
11) Records of site-specific documentation a) Facilities subject to Federal Plan | 24 | 1 | 24 | 5 | 120 | 6 | 12 | 16348.8 | FP Units | 0 | 0 | 0 | 0 | 0
b) Facilities subject to State Plan | 24 | 1 | 24 | 8 | 192 | 9.6 | 19.2 | 26158.08 | EG units | 0 | 0 | 0 | 0 | 0
F. Personnel Training | See 3.B
G. Time for Audits | N/A | [13 empty] | Total records | FP records | EG records
Subtotal for Recordkeeping Requirements |  |  |  |  | 407.6175 |  |  | 48290.268 | [6 empty] | 407.6175 | 156.285 | 251.3325 | 407.6175
Total Labor Burden and Costs (rounded) m |  |  |  |  | 1642.0275 |  |  | 195000 | [6 empty] | Total hours | FP hours | EG hours
Total Capital and O&M Cost (rounded) m | [7 empty] | 5530000 |  |  |  |  | 5530000 |  |  | 517.155 | 1124.8725 | 1642.0275
GRAND TOTAL (rounded) m | [7 empty] | 5730000 |  |  |  | FP O&M | EG O&M |  |  | FP costs | EG costs
[12 empty] | 1443642.7852 | 4087320.7605 |  |  | 61267.128 | 133263.156 | 194530.284
Assumptions
a We assume an average of 76 CISWI units at 102 existing respondents per year over the next three years. No new units or respondents are anticipated over the next three years. This consists of 27 incinerator units located at 22 facilities, 22 energy recovery units - solids located at 13 facilities, 1 small, remote incinerator located at 1 facility, 6 energy recovery units - liquids located at 4 facilities, 23 waste burning kilns located at 13 facilities, and 23 air curtain incinerators located at 23 facilities. Of these, 13 incinerator units located at 9 facilities, 1 energy recovery unit-solids located at 1 facility, 1 small remote incinerator located at 1 facility, 2 energy recovery unit-liquids located at 1 facility, 6 waste burning kilns located at 5 facilities, and 23 air curtain incinerators located at 23 facilities are subject to the Federal Plan. There are 14 incinerators at 13 facilities, 21 energy recovery units-solid at 12 facilities, 4 energy recovery units-liquids located at 3 facilities, and 17 waste burning kilns located at 8 facilities subject to State Plans.
b This ICR uses the following labor rates: $130.28 (technical), $163.17 (managerial), and $65.71 (clerical). These rates are from the United States Department of Labor, Bureau of Labor Statistics, September 2022, “Table 2. Civilian workers, by occupational and industry group.” The rates are from column 1, “Total compensation.” They have been increased by 110 percent to account for the benefit packages available to those employed by private industry.
c We assume that each respondent will re-familiarize with the requirements each year.
d Initial stack testing is performed when a new unit is completed or upon initial compliance with the Federal Plan. No new units are expected over the next three years. Operating parameters are established during the initial stack test for a unit.
e Annual stack testing is performed each year. Labor costs are accounted in the Reporting section. Testing costs are due to contractor labor and are accounted for in Capital and O&M Cost section.
f These operator qualification requirements and compliance costs are associated with the startup of a new unit or upon initial compliance with a state plan or the Federal Plan. We assume that all state plan facilities have completed initial monitoring requirements.
g The refresher course and annual review requirements occur each year. CEMS maintenance is performed each year. Annual reporting costs for the CEMS are calculated under the operation and maintenance (O&M) cost section.
h These notifications, reports, and waste management plan are generally required for newly constructed units. No new units are expected over the next three year. We anticipate that initial performance tests and waste management plans will be submitted upon initial compliance with the Federal Plan.
i We assume that one-third of the facilities will petition for site-specific parameters.
j We assume that 10 percent of the CISWI units at facilities would not have a qualified operator available for more than two weeks at least once a year. We also assume that this required only two corrective action summaries.
k We assume that 10 percent of the CISWI units at facilities would have one exceedance during the year. The rule requires the semiannual report be submitted only in the event of an exceedance. Therefore, only 1 semiannual report is submitted for each emissions/parameter exceedance.
l The standards apply at all times under this regulation. Therefore, no periods of unobtained data or malfunction periods are expected.
m Totals have been rounded to 3 significant figures. Figures may not add exactly due to rounding.

## Table 2a - SP Agency Burden
Table 2a - Average Annual State/Local Agency Burden and Cost - Emission Guidelines and Federal Plan Requirements for Existing Stationary Sources: Emission Guidelines for Commercial and Industrial Solid Waste Incineration (CISWI) Units (40 CFR Part 60, Subpart DDDD and 40 CFR Part 62, Subpart IIIa) (Final Rule)
| (A) | (B) | (C) | (D) | (C) | (D) | (E) | (F)
Burden Item | Statel/Local person- hours per occurrence | Number of Occurrences Per Plant Per Year | Agency person- hours per plant per year (C=AxB) | Plants per year a | Tech Hours Per Year (C=AxB) | Management Hours Per Year (D=Cx0.05) | Clerical Hours Per Year (E=Cx0.1) | Cost Per Year b
Required Activities
A. Observe initial stack tests (PM, dioxins/furans, opacity, HCl, Cd, Pb, Hg, CO, NOx, and SO2) c, d | 48 | 0.2 | 9.6 | 0 | 0 | 0 | 0 | 0
B. Excess emissions -- Enforcement Activities e | 24 | 0.1 | 2.4 | 5.6 | 13.44 | 0.672 | 1.344 | 1063.5811
C. Report Reviews
1) Review waste management plan and siting analysis c | 8 | 17 | 136 | 0 | 0 | 0 | 0 | 0
2) Review report submitted prior to initial startup c | 2 | 0 | 0 | 0 | 0 | 0 | 0 | 0
3) Review initial stack test report c | 40 | 1 | 40 | 0 | 0 | 0 | 0 | 0
4) Review annual compliance report | 8 | 1 | 8 | 56 | 448 | 22.4 | 44.8 | 35452.704
5) Review semi-annual excess emission and parameter exceedance report e | 16 | 1 | 16 | 5.6 | 89.6 | 4.48 | 8.96 | 7090.5408
6) Review status reports and corrective action summary for operators off-site f | 4 | 3 | 12 | 3.6 | 43.2 | 2.16 | 4.32 | 3418.6536
D. Prepare annual summary report g | 200 | 1 | 200 | 1 | 200 | 10 | 20 | 15827.1
TOTAL (rounded) h |  |  |  |  | 910 |  |  | 62900
Assumptions
a We assume an average of 56 CISWI units at 36 existing respondents per year are subject to a State Plan over the next three years. We also assume that no new units will become subject during the three-year period of this ICR.
b This ICR uses the following labor rates: $54.51 (technical), $73.46 (managerial), and $29.50 (clerical). These rates are from the Office of Personnel Management (OPM), 2023 General Schedule, which excludes locality rates of pay. The rates have been increased by 60 percent to account for the benefit packages available to government employees.
c These are one-time only costs associated with the startup of a new CISWI unit. We assume that no new units will become subject during the three-year period of this ICR.
d We assume that EPA personnel will attend 20 percent of the initial stack tests.
e We assume that 10 percent of the 56 CISWI units have an exceedance during the year.
f We assume that 10 percent of the 36 facilities would not have a qualified operator for more than two weeks at least once a year. We assume that 1 status report and 2 corrective action summaries are submitted and that it takes 4 hours to review each report.
g Once each year, agencies prepare an annual summary report for all of the CISWI units subject to Subpart DDDD.
h Totals have been rounded to 3 significant figures. Figures may not add exactly due to rounding.

## Table 2b - FP Agency Burden
Table 2b - Average Annual EPA Burden and Cost - Emission Guidelines and Federal Plan Requirements for Existing Stationary Sources: Emission Guidelines for Commercial and Industrial Solid Waste Incineration (CISWI) Units (40 CFR Part 60, Subpart DDDD and 40 CFR Part 62, Subpart IIIa) (Final Rule)
| (A) | (B) | (C) | (D) | (C) | (D) | (E) | (F)
Burden Item | EPA person- hours per occurrence | Number of Occurrences Per Plant Per Year | EPA person- hours per plant per year (C=AxB) | Plants per year a | Tech Hours Per Year (C=AxB) | Management Hours Per Year (D=Cx0.05) | Clerical Hours Per Year (E=Cx0.1) | EPA Cost Per Year b
Required Activities
A. Observe initial stack tests (PM, dioxins/furans, opacity, HCl, Cd, Pb, Hg, CO, NOx, and SO2) c, d | 48 | 0.2 | 9.6 | 1.5333 | 14.72 | 0.736 | 1.472 | 1164.8746
B. Excess emissions -- Enforcement Activities e | 24 | 0.1 | 2.4 | 4.6 | 11.04 | 0.552 | 1.104 | 873.6559
C. Report Reviews
1) Review waste management plan and siting analysis c | 8 | 17 | 136 | 5.6667 | 770.6667 | 38.5333 | 77.0667 | 60987.092
2) Review report submitted prior to initial startup c | 2 | 0 | 0 | 0 | 0 | 0 | 0 | 0
3) Review initial stack test report c | 40 | 1 | 40 | 23 | 920 | 46 | 92 | 72804.66
4) Review annual compliance report | 8 | 1 | 8 | 46 | 368 | 18.4 | 36.8 | 29121.864
5) Review semi-annual excess emission and parameter exceedance report e | 16 | 1 | 16 | 4.6 | 73.6 | 3.68 | 7.36 | 5824.3728
6) Review status reports and corrective action summary for operators off-site f | 4 | 3 | 12 | 4 | 48 | 2.4 | 4.8 | 3798.504
D. Prepare annual summary report g | 200 | 1 | 200 | 1 | 200 | 10 | 20 | 15827.1
TOTAL (rounded) h |  |  |  |  | 2770 |  |  | 190400
Assumptions
a We assume an average of 46 CISWI units at 40 existing respondents per year over the next three years. We also assume that no new units will become subject during the three-year period of this ICR.
b This ICR uses the following labor rates: $54.51 (technical), $73.46 (managerial), and $29.50 (clerical). These rates are from the Office of Personnel Management (OPM), 2023 General Schedule, which excludes locality rates of pay. The rates have been increased by 60 percent to account for the benefit packages available to government employees.
c These are one-time only costs associated with the startup of a new CISWI unit or coming into compliance with the Federal plan. We assume that no new units will become subject during the three-year period of this ICR.
d We assume that EPA personnel will attend 20 percent of the initial stack tests.
e We assume that 10 percent of the 46 CISWI units have an exceedance during the year.
f We assume that 10 percent of the 40 facilities would not have a qualified operator for more than two weeks at least once a year. We assume that 1 status report and 2 corrective action summaries are submitted and that it takes 4 hours to review each report.
g Once each year, EPA prepares an annual summary report for all of the CISWI units subject to Subpart DDDD.
h Totals have been rounded to 3 significant figures. Figures may not add exactly due to rounding.

## Labor Rates
| (A) | (B) | (C) | (D) | (E) | (F) | (G)
| Person-hours per occurrence | Number of occurrences per year | Technical person-hours per year (C = A x B) | Management person-hours per year (D = C x 0.05) | Clerical person-hours per year (E = C x 0.1) | Total person-hours per year (F = C + D + E) | Cost, $
N/A
N/A
1. Read instructions | 1 | 1 | 1 | 0.05 | 0.1 | 1.15 | 136.24
2. Required activities
a. Perf. spec. tests (certif.) for CMS | 17 | 1 | 17 | 0.85 | 1.7 | 19.55 | 2316.08
3. Write report
a. Notification of initial performance test
i. Pollutants, fugitive ash emissions | 2 | 1 | 2 | 0.1 | 0.2 | 2.3 | 272.48
ii. Fugitive ash emissions | 1 | 1 | 1 | 0.05 | 0.1 | 1.15 | 136.24
b. Notification of initial CMS demonstration | 2 | 1 | 2 | 0.1 | 0.2 | 2.3 | 272.48
c. Report of initial performance test
i. Pollutants, fugitive ash emissions | 8 | 1 | 8 | 0.4 | 0.8 | 9.2 | 1089.92
ii. Fugitive ash emissions | 2 | 1 | 2 | 0.1 | 0.2 | 2.3 | 272.48
d. Report of initial CMS demonstration | Incl. in C2
e. Annual report
i. Results of performance tests conducted during the year | 40 | 1 | 40 | 2 | 4 | 46 | 5449.6
1. Read instructions | Incl. in C1
2. Plan activities | N/A
3. Implement activities | N/A
4. Develop record system | N/A
5. Time to enter information
a. Records of initial performance test | Incl. in C3
b. Records of annual and any subsequent compliance tests | Incl. in C3
|  |  | 73 | 3.65 | 7.3 | 83.95 | 9945.52
all subcategories
Labor Rates:
INDUSTRY | Loaded
2020 Rates
1. Technical - Engineering Technicians, except drafters | 163.17 | 122.66
2. Management - General and Operations Managers | 130.28 | 149.84
3. Clerical - Office Clerks, General | 65.71 | 60.88
4. Contractor - Maintenance | 88.39 | 79.57
b This ICR uses the following labor rates: $130.28 (technical), $163.17 (managerial), $65.71 (clerical), and $88.39 (contractor - maintenance). These rates are from the United States Department of Labor, Bureau of Labor Statistics, September 2022, “Table 2. Civilian workers, by occupational and industry group.” The rates are from column 1, “Total compensation.” They have been increased by 110 percent to account for the benefit packages available to those employed by private industry.
EPA
| With Fringe & Overhead | 2021 Rates
(GS-12, Step 1, $30.05 + 60%) - Tech. | 73.46 | 51.23
(GS-13, Step 5, $40.50 + 60%) - Mgmt. | 54.51 | 69.04
(GS-6, Step 3, $16.26 + 60%) - Cler. | 29.5 | 27.73
These rates are from the Office of Personnel Management (OPM), 2023 General Schedule, which excludes locality rates of pay. The rates have been increased by 60 percent to account for the benefit packages available to government employees.

## VE Testing
Visible Emissions Testing Costs
Parameters/Costs |  | Equation | Values | Footnotes
A. Parameters
| 1. Operating labor rate, $/hr (LR) |  | 50.6138 | 3
| 2. Capital recovery factor, 5-yr equipment life, 7% interest (CRF) | = [i x (1 + i)a] / [(1 + i)a - 1], where i = interest rate, a = equipment life | 0.24389
B. Total Capital Investment, $ (TCI) |  | = Combination light meter/anemometer ($200) + digital stopwatches (2 each at $25) | 354.536 | 1, 2, 4
C. Direct Annual Costs, $/yr
| 1. Operating labor | = (1 hr/reading) x (3 readings/test) x (1 test/yr) x LR | 151.8413
D. Indirect Annual Costs, $/yr
| 1. Overhead | = 0.6 x (operating labor) | 91.1048
| 2. Property taxes, insurance, and administration | = 0.04 x TCI | 14.1814
| 3. Capital recovery | = CRF x TCI | 86.468
E. Total Annual Cost, $/yr (rounded) |  | = Direct Annual Costs + Indirect Annual Costs | 340
Footnotes
1. Professional Equipment. 2008. Light Meters Industrial and Professional: Digital Light Meter. Website: http://www.professionalequipment.com.
Accessed July 24, 2008.
2. Cole-Parmer. 2008. Digital Stopwatches -Cole Parmer Instrument Catalog. Website: http://www.coleparmer.com. Accessed July 24, 2008.
3. Operating labor rate is updated from 2008 to 4th quarter 2022 using the Bureau of Labor Statistics "Wages and salaries for Private industry workers in All industries and occupations, Index". Source: https://beta.bls.gov/dataViewer/view/timeseries/CIU2020000000000I;jsessionid=9E40EBBD04EA12CF2D755147748CC492
4. Cost of equipment is updated from $2008 to $2022 using the CEPCI Index.

## Stack Testing
Stack Testing Costs
Parameters/Costs |  | Equation | Values
A. Parameters
1. Cost index
| a. 2022 |  | 816
| b. 2008 |  | 575.4
| c. 1992 |  | 358.2
B. Testing Costs, $ |  |  |  | Annual everything except PM, Hg, HCl, and opacity | 63933.3333 | Waste-burning kilns
| 1. Method 5 (PM) | = $8,000 x (816/358.2) | 18200 | Annual everything: | 86200 | Energy recovery units and incinerators
| 2. Method 9 (opacity) | = $1,000 x (816/358.2) + $1,500 | 3800
| 3. Method 10 (CO) | = $4,000 x (816/358.2) + $1,000 | 10100
| 4. Method 26 (HCl) | = $5,000 x (816/358.2) | 11400
| 5. Method 29 (metals) | = $8,000 x (816/358.2) + $2,000 | 20200
| 6. Method 23 (CDD/CDF) | = $21,000 x (816/358.2) - $5,000 | 42800
| 7. Method 7E (NOX) | = $5,000 x (816/358.2) | 11400
| 8. Method 6C (SO2) | = $5,000 x (816/358.2) | 11400
Note:
1. Initial testing costs to be annualized over 15 years at 7% interest.
2. Testing costs have been rounded to the nearest $1,000 (except for opacity) to be
consistent with level of rounding in original costs; costs also adjusted based on
additional information from EPA.
3. Multiple test costs adjusted by 2/3 in nationwide cost estimates to account for travel,
accommodations, methods/sampling trains, etc. common to the tests.
4 | Stack testing costs have been updatd to $2022 using the CEPCI Index.
Sources:
1. Memorandum from R. Segall, EPA/EMB, to R. Copland, EPA/SDB. October 14, 1992.
Medical Waste Incinerator Study: Emission Measurement and Continuous Monitoring.
(II-B-89)
2. E-mail from Jason Dewees, EPA, to Peter Westlin, EPA. August 20, 2008.
Monitoring Options for SNCR & Test Cost Questions.
3. E-mail from Jason Dewees, EPA, to Mary Johnson, EPA. August 20, 2008.
Re: Monitoring Options for SNCR & Test Cost Questions.
| CRF (15 yr, 7%): | 0.10979

## Monitoring
Monitoring Costs
All model sizes
Parameters/Costs |  | Equation | FF | WS | SNCR | Bag leak detector | DIFF | CO CEMS | HCl CEMS | PM CEMS | Hg CEMS | Multi-metal CEMS | Dioxin or Hg sorbent trap biweekly monitoring | ACI
A. Parameters
| 1. Recording lime/carbon flow, min/4-hr period | [5 empty] | 5 | [6 empty] | 5
| 2. Annual operating hours, hr/yr (H) | [5 empty] | 8100 | [6 empty] | 6000 | fill in unit-specific annual operating hours here
3. Cost index (CEPCI)
| a. 2022 |  | 816 | 816 | 816 | 816 | 816 | 816 | 816 | 816 | 816 | 816 | 816 | 816
| b. 2014 |  | 576.1 | 576.1 | 576.1 | 576.1 | 576.1 | 576.1 | 576.1 | 576.1 | 576.1 | 576.1 | 576.1 | 576.1
| c. 2008 |  | 575.4 | 575.4 | 575.4 | 575.4 | 575.4 | 575.4 | 575.4 | 575.4 | 575.4 | 575.4 | 575.4 | 575.4
| d. 2006 |  | 499.6 | 499.6 | 499.6 | 499.6 | 499.6 | 499.6 | 499.6 | 499.6 | 499.6 | 499.6 | 499.6 | 499.6
| e. 1997 |  | 386.5 | 386.5 | 386.5 | 386.5 | 386.5 | 386.5 | 386.5 | 386.5 | 386.5 | 386.5 | 386.5 | 386.5
| f. 1993 |  | 359.2 | 359.2 | 359.2 | 359.2 | 359.2 | 359.2 | 359.2 | 359.2 | 359.2 | 359.2 | 359.2 | 359.2
| g. 1992 |  | 358.2 | 358.2 | 358.2 | 358.2 | 358.2 | 358.2 | 358.2 | 358.2 | 358.2 | 358.2 | 358.2 | 358.2
| 4. Operating labor wage rate, $/hr (LR) |  | 50.6138 | 50.6138 | 50.6138 | 50.6138 | 50.6138 | 50.6138 | 50.6138 | 50.6138 | 50.6138 | 50.6138 | 50.6138 | 50.6138
| 5. Capital recovery factor, 20-yr equipment life, 7% interest (CRF) | = [i x (1 + i)a] / [(1 + i)a - 1], where i = interest rate, a = equipment life | 0.094393 | 0.094393 | 0.094393 | 0.094393 | 0.094393 | 0.094393 | 0.094393 | 0.094393 | 0.094393 | 0.094393 | 0.094393 | 0.094393
B. Total Capital Investment, $ (TCI)
| 1. Planning |  | 1100 | 1100 | 1100 | 1100 | 1100 | 5700 | 4700 | 1300 | 4700
| 2. Select type of equipment |  | 600 | 600 | 600 | 6400 | 600 | 14200 | 22900 | 17300 | 22900
| 3. Provide support facilities |  | 2100 | 2100 | 2100 | 700 | 2100 | 29200 | 29200 | 700 | 29200
| 4. Purchased equipment cost (PEC) |  | 18400 | 27400 | 5300 | 19900 | 18400 | 68600 | 73700 | 104200 | 155800
| 5. Install and check equipment |  | 1500 | 1500 | 1500 | 6900 | 1500 | 25800 | 27400 | 27600 | 30500
| 6. Perf. spec. tests (certif.) |  | 1100 | 1100 | 1100 | 0 | 1100 | 22200 | 18100 | 50300 | 59900
| 7. Prepare QA/QC plan |  | 1100 | 1100 | 1100 | 1100 | 1100 | 24800 | 24800 | 21900 | 24800
| 8. Total capital cost | = Planning + selecting equipment + support facilities + PEC + installation + perf. spec. tests + QA/QC plan | 25900 | 34900 | 12800 | 36100 | 25900 | 191000 | 201000 | 223000 | 328000 | 327000 | 163000
C. Annual Costs, $/yr
| 1. Operating labor | = (5 min to record lime/carbon flow/4-hr period) x (1 hr/60 min) x H x LR |  |  |  |  | 8500 | [6 empty] | 6300
| 2. Maintenance materials | = 0.02 x TCI | 500 | 700 | 300 |  | 500
| 3. Operation & maintenance | = Day-to-day activities + annual RATA + CGA + annual QA + O&M review and update |  |  |  | 8000 |  | 39200 | 35000 | 38700 | 110700
| 4. Recordkeeping and reporting | = $1,000 x (596.2/386.5) | 2100 | 2100 | 2100 | 300 | 2100 | 1600 | 2300 | 9000 | 2300
| 5. Overhead | = 0.6 x (labor + maintenance materials) | 300 | 400 | 200 |  | 5400 | [6 empty] | 3800
| 6. Property taxes, insurance, and administration | = 0.04 x TCI | 1000 | 1400 | 500 |  | 1000
| 7. Capital recovery | = CRF x TCI | 2400 | 3300 | 1200 | 4900 | 2400 | 18000 | 28600 | 31800 | 46700
| 8. Total annual cost | = Operating labor + maintenance materials + recordkeeping and reporting + overhead + property taxes, insurance, and administration + capital recovery | 6300 | 7900 | 4300 | 13200 | 19900 | 58800 | 65900 | 79500 | 159700 | 89800 | 58800 | 10100
|  |  |  | all | all | all |  |  |  | ERUs (capacity > or = 250 mmBtu/hr) | cement kilns |  |  | all
Notes:
1. Monitoring costs have been rounded to the nearest $100 to be consistent with level of rounding in original costs.
2. Costs to be replaced include: (a) bag leak detector replacing opacity test; (b) CO CEMS replacing CO test and secondary chamber temperature monitor;
(c) HCl CEMS replacing HCl test, HCl sorbent monitor (dry scrubbers) and scrubber liquor pH monitor (wet scrubbers); (d) PM CEMS replacing PM and
opacity tests and and pressure drop monitor (wet scrubbers); (e) multi-metal/Hg CEMS replacing flue gas temperature monitor (wet scrubbers); (f) dioxin
sorbent trap biweekly monitoring replacing fabric filter inlet temperature monitor; and (g) Hg sorbent trap biweekly monitoring replacing flue gas temperature
monitor (wet scrubbers).
3. Costs have been updated to $2022 using the CEPCI Index
4. Operating labor rate is updated from 2008 to 4th quarter 2022 using the Bureau of labor Statistics "Wages and salaries for Private industry workers in All industries and occupations, Index". Source: https://beta.bls.gov/dataViewer/view/timeseries/CIU2020000000000I;jsessionid=9E40EBBD04EA12CF2D755147748CC492
Sources:
1. Hospital/Medical/Infectious Waste Incinerators (HMIWI) [EPA-HQ-OAR-2006-0534] Testing and Monitoring Options and Costs Memo (IV-B-66).
2. E-mail and attachment from Peter Westlin, EPA, to Mary Johnson, EPA. August 19, 2008. Monitoring Options for SNCR on Medical Waste Incinerators.
3. E-mail from Dan Bivins, EPA, to Mary Johnson, EPA. September 27, 2006. Cost of CO CEMS.
4. E-mail from Dan Bivins, EPA, to Mary Johnson, EPA. July 28, 2006. Some Preliminary Thoughts on the HWI Monitoring.
Note on H7: Author: Used average hours for units requiring DIFF monitoring
Note on H16: Author: in DIFF Monitoring algorithm, labor rate of 51.26 used

## Summary Totals (hidden)
Respondent
| Year | Total Hours | Labor ($) | Non-Labor ($) | Total ($) | Reporting Hours | Recordkeeping Hours | Non-Labor Reporting ($) | O&M/Start-up costs | Number of responses | Number of Respondents
Incinerators | 1 | 6102.5325 | 722964.372 | 1410436.05 | 2133400.422 | 6100.98 | 1.5525 | 1410436.05 | 1410331.8 | 162.5 | 9
| 2 | 0 | 0 | 1364951.8 | 1364951.8 | 1108.83 | 281.0025 | 1413956.05 | 288831.8 | 97.5 | 9
| 3 | 0 | 0 | 1364951.8 | 1364951.8 | #REF! | #REF! | #REF! | 0 | #REF! | 9
ERU-solid | 1 | 700.925 | 83038.28 | 118268.4109 | 201306.6909 | 699.2 | 1.725 | 118268.4109 | 118253.4109 | 20 | 1
| 2 | 156.975 | 18596.76 | 118508.4109 | 137105.1709 | 124.2 | 32.775 | 118508.4109 | 31953.4109 | 13 | 1
| 3 | 0 | 0 | 113593.4109 | 113593.4109 | 1727.99 | 421.245 | 0 | #REF! | 0 | 1
Small, remote | 1 | 700.925 | 83038.28 | 101073.0628 | 184111.3428 | 699.2 | 1.725 | 101073.0628 | 101058.0628 | 20 | 1
| 2 | 156.975 | 18596.76 | 101313.0628 | 119909.8228 | 124.2 | 32.775 | 101313.0628 | 14758.0628 | 13 | 1
| 3 | 0 | 0 | 96398.0628 | 96398.0628 | 468.97 | 31.2225 | 0 | #REF! | 0 | 1
ERU-liquid | 1 | 800.975 | 94891.16 | 206142.5 | 301033.66 | 799.25 | 1.725 | 206142.5 | 206120 | 28 | 1
| 2 | 202.975 | 24046.36 | 206722.5 | 230768.86 | 170.2 | 32.775 | 206722.5 | 33620 | 15 | 1
| 3 | 0 | 0 | FP O&M | #VALUE! | #REF! | #REF! | #REF! | #REF! | 0 | 1
Cement kilns | 1 | 3349.375 | 396799 | 1934555.2852 | 2331354.2852 | 3347.65 | 1.725 | 1934555.2852 | 1934502.7852 | 88 | 5
| 2 | 603.175 | 71457.88 | 1936095.2852 | 2007553.1652 | 446.2 | 156.975 | 1936095.2852 | 1550402.7852 | 47 | 5
| 3 | 0 | 0 | 1443642.7852 | 1443642.7852 | 3328.56 | 407.6175 | 0 | #REF! | 0 | 5
| Total | 12774.8325 | 1513428.852 | 10516652.4268 | #VALUE! | #REF! | #REF! |  | #REF! | #REF! | 51
| Average | 4258.2775 | 504476.284 | 3505550.8089 | #VALUE! | #REF! | #REF! |  | #REF! | #REF! | 17
| Total Year 1 | 11654.7325 | 1380731.092 | 3770475.3089 | 2360039.2589 |  | 5552.2 | 2360039.2589 | 2359934.2589
| Total Year 2 | 1120.1 | 132697.76 | 3727591.0589 | 2362639.2589 |  | 1120.1 | 2362639.2589 | 1630734.2589
| Total Year 3 | 0 | 0 | #VALUE! | #REF! |  | #REF! | #REF! | #REF!
|  | 12774.8325 | 1513428.852 | #VALUE! |  |  | #REF! | #REF! | #REF!
Agency
| Year | Total Hours | Labor ($) | Non-Labor ($) | Total ($)
| 1 | 1933.84 | 133074.2568 | 4053.75 | 137128.0068 |  |  | Part 2 Inputs
| 2 | 640.32 | 44062.6464 | 0 | 44062.6464 |  | Total # Respondants | 17
| 3 | 910 | #REF! | #REF! | #REF!
| Total | 3484.16 | #REF! | #REF! | #REF! |  | Number of Responses per Respondent | #REF! | year
| Average | 1161.3867 | #REF! | #REF!
[5 empty] | Part 1 |  |  | Time per Response
|  |  |  | Annual Cost to Federal Government: $ | #REF! |  | Reporting | #REF! | hours
[7 empty] | Recordkeeping | #REF! | hours
[7 empty] | Third Party disclosure | 0 | hours
Cost per Response
[7 empty] | Reporting | #REF!
[7 empty] | Recordkeeping | 0
[7 empty] | Third Party disclosure | 0